{"text_format":"3","workbook":"xls","n_sheets":1,"sheets":["Equipment Search Listing"],"read":"whole","date_system":"1900","formulas":"cached_only"}

{"sheet":"Equipment Search Listing","index":0,"n_rows":2777,"n_cols":9,"rows_kept":2777,"flags":["formulas_cached_only"]}
["No.","Equipment Item Number","Description","Location","Model Number","Serial Number","Manufacturer Name","Area Number","Notes"]
[{"v":3113,"d":"3,113"},"BTMS_A103_AHU","Air Handling Unit","Banks Trail Middle","CANNOT READ","CANNOT READ","York","Near room A103"]
[{"v":3115,"d":"3,115"},"BTMS_A105_AHU","Air Handling Unit","Banks Trail Middle","MA16CN41H","CANNOT READ","York","Near room A105","3.5 ton"]
[{"v":3117,"d":"3,117"},"BTMS_A109_AHU","Air Handling Unit","Banks Trail Middle","CANNOT READ","CANNOT READ","York","Room 110 "]
[{"v":3119,"d":"3,119"},"BTMS_A115_AHU","Air Handling Unit","Banks Trail Middle","MA12BN41H","WOL9313264","York","Hall in guidance councilor wing","2.5 ton"]
[{"v":3121,"d":"3,121"},"BTMS_A117_AHU","Air Handling Unit","Banks Trail Middle","MA18CN41H","WOL9313264","York","A117","3.5 ton"]
[{"v":3123,"d":"3,123"},"BTMS_A118_AHU","Air Handling Unit","Banks Trail Middle","MA12BN41H","WOL9305439","York","Near room A118","2 ton unit"]
[{"v":3125,"d":"3,125"},"BTMS_A120_AHU","Air Handling Unit","Banks Trail Middle","MA16CN41H",null,"York","Admin.","3.5 ton"]
[{"v":3127,"d":"3,127"},"BTMS_A202_AHU","Air Handling Unit","Banks Trail Middle","MA12BN41H","WOK9199537","York","Hallway near A202","2 ton unit"]
[{"v":3129,"d":"3,129"},"BTMS_A301_AHU","Air Handling Unit","Banks Trail Middle","MA128N41H","WOL9313274","York"]
[{"v":3131,"d":"3,131"},"BTMS_A305L_AHU","Air Handling Unit","Banks Trail Middle","MA20DN41H","WOK9223592","York"]
[{"v":3133,"d":"3,133"},"BTMS_A305R_AHU","Air Handling Unit","Banks Trail Middle","NC090C00B6AAA1A","N0L9294768","York"]
[{"v":3135,"d":"3,135"},"BTMS_A308_AHU","Air Handling Unit","Banks Trail Middle","MA12BN41H","W0K9199530","York","Classrooms","2.5 ton\n"]
[{"v":3142,"d":"3,142"},"BTMS_B103_AHU","Air Handling Unit","Banks Trail Middle","MA12BN41H","WOM9380087","York","Hallway near B108","2 ton unit"]
[{"v":3144,"d":"3,144"},"BTMS_B104_AHU","Air Handling Unit","Banks Trail Middle","MA11B2M41A","WOM9349586","York"]
[{"v":3146,"d":"3,146"},"BTMS_B107_AHU","Air Handling Unit","Banks Trail Middle","MA16CN41H","WOM9349767","York"]
[{"v":3148,"d":"3,148"},"BTMS_B108_AHU","Air Handling Unit","Banks Trail Middle","MA12BN41H","WOM9380087","York","Classroom"]
[{"v":3150,"d":"3,150"},"BTMS_B109_AHU","Air Handling Unit","Banks Trail Middle","MA12BN41H","WOM9300061","York","Classroom","3 ton"]
[{"v":3152,"d":"3,152"},"BTMS_B110_AHU","Air Handling Unit","Banks Trail Middle","MA16CN41H","WOM9349662","York","Classroom","3.5 ton"]
[{"v":3154,"d":"3,154"},"BTMS_B111_AHU","Air Handling Unit","Banks Trail Middle","MA12BN41H",null,"York","Classroom","3 ton"]
[{"v":3156,"d":"3,156"},"BTMS_B112_AHU","Air Handling Unit","Banks Trail Middle","MA12BN41H",null,"York","Classroom","3.5 ton"]
[{"v":3158,"d":"3,158"},"BTMS_B113_AHU","Air Handling Unit","Banks Trail Middle","MA12BN41H","WOL9313248","York","Classroom","3 ton"]
[{"v":3160,"d":"3,160"},"BTMS_B114_AHU","Air Handling Unit","Banks Trail Middle","MA16CN41H",null,"York","Classroom","3.5 ton"]
[{"v":3161,"d":"3,161"},"BTMS_B115_AHU","Air Handling Unit","Banks Trail Middle","MA12BN41H","WOM9380086","York","Classroom","3 ton"]
[{"v":3163,"d":"3,163"},"BTMS_B117_AHU","Air Handling Unit","Banks Trail Middle","MA12BN41H","WOM9380080","York","Classroom","3 ton"]
[{"v":3165,"d":"3,165"},"BTMS_B118_AHU","Air Handling Unit","Banks Trail Middle","MA15CN41H",null,"York","Classroom","3.5 ton"]
[{"v":3167,"d":"3,167"},"BTMS_B119_AHU","Air Handling Unit","Banks Trail Middle","MA12BN41H","WOM9380084","York"]
[{"v":3169,"d":"3,169"},"BTMS_B120_AHU","Air Handling Unit","Banks Trail Middle","MA12BN41H","WOL-------","York","Classroom","3 ton"]
[{"v":3171,"d":"3,171"},"BTMS_B99_AHU","Air Handling Unit","Banks Trail Middle","MA12BN41H","WOL9305439","York","Classroom","2ton"]
[{"v":3183,"d":"3,183"},"BTMS_C102_AHU","Air Handling Unit","Banks Trail Middle","MA12BN41H","WOK9199531","York"]
[{"v":3185,"d":"3,185"},"BTMS_C103_AHU","Air Handling Unit","Banks Trail Middle",null,null,"York","Classroom","3.5 ton"]
[{"v":3187,"d":"3,187"},"BTMS_C104_AHU","Air Handling Unit","Banks Trail Middle",null,null,"York","Classroom","3.5 ton"]
[{"v":3189,"d":"3,189"},"BTMS_C105_AHU","Air Handling Unit","Banks Trail Middle","MA12BN41H","WOL9305448?","York","Classroom","3 ton"]
[{"v":3191,"d":"3,191"},"BTMS_C106_AHU","Air Handling Unit","Banks Trail Middle","MA15CN41H",null,"York","Classroom","3.5 ton"]
[{"v":3193,"d":"3,193"},"BTMS_C107_AHU","Air Handling Unit","Banks Trail Middle",null,null,"York","Classroom","3.5 ton"]
[{"v":3195,"d":"3,195"},"BTMS_C108_AHU","Air Handling Unit","Banks Trail Middle","CANNOT READ","CANNOT READ","York","Classroom","3.5 ton"]
[{"v":3197,"d":"3,197"},"BTMS_C110_AHU","Air Handling Unit","Banks Trail Middle","MA12BN41H","WOL9335445","York","Classroom","3 ton"]
[{"v":3199,"d":"3,199"},"BTMS_C111_AHU","Air Handling Unit","Banks Trail Middle","MA15CN41H","WOM931----","York","Classroom","3.5 ton"]
[{"v":3201,"d":"3,201"},"BTMS_C112_AHU","Air Handling Unit","Banks Trail Middle","MA12BN41H","WOL9313279","York"]
[{"v":3204,"d":"3,204"},"BTMS_C114_AHU","Air Handling Unit","Banks Trail Middle","MA12BN41H","WOL931----","York","Classroom","3.5 ton"]
[{"v":3205,"d":"3,205"},"BTMS_C115_AHU","Air Handling Unit","Banks Trail Middle","COULD NOT SEE","COULD NOT READ","York","Classroom","3.5 ton"]
[{"v":3207,"d":"3,207"},"BTMS_C116_AHU","Air Handling Unit","Banks Trail Middle","MA12BN41H","WOL9313272","York","Classroom","3 ton"]
[{"v":3209,"d":"3,209"},"BTMS_C117_AHU","Air Handling Unit","Banks Trail Middle","MA12BN41H","WOL9313262","York","Classroom","2.5 ton"]
[{"v":3211,"d":"3,211"},"BTMS_C118_AHU","Air Handling Unit","Banks Trail Middle","MA12BN41H","WOL9313271","York","Classroom","3 ton"]
[{"v":3213,"d":"3,213"},"BTMS_C99_AHU","Air Handling Unit","Banks Trail Middle","MA12BN41H","WOM9380083","York"]
[{"v":3224,"d":"3,224"},"BTMS_D102_AHU","Air Handling Unit","Banks Trail Middle","MA12BN41H","WOK9199536","York"]
[{"v":3226,"d":"3,226"},"BTMS_D105_AHU","Air Handling Unit","Banks Trail Middle","MA16CN41H","WOH9128710","York","Music","3.5 ton"]
[{"v":3228,"d":"3,228"},"BTMS_D106_AHU","Air Handling Unit","Banks Trail Middle","MA16CN41H","WOH9128710","York","Music","3.5 ton"]
[{"v":3230,"d":"3,230"},"BTMS_D107_AHU","Air Handling Unit","Banks Trail Middle","MA12BN41H","WOL9313277","York","Classroom","2.5 ton"]
[{"v":3232,"d":"3,232"},"BTMS_D108_AHU","Air Handling Unit","Banks Trail Middle","MA16CN41H","WOL9313284","York","Classroom","4 ton"]
[{"v":3234,"d":"3,234"},"BTMS_D109_AHU","Air Handling Unit","Banks Trail Middle","MA12BN41H","WOL9313275","York","Classroom","2.5 ton"]
[{"v":3236,"d":"3,236"},"BTMS_D111_AHU","Air Handling Unit","Banks Trail Middle","MA12BN41H","WOL9313276","York","Classroom","2.5 ton"]
[{"v":3238,"d":"3,238"},"BTMS_D112_AHU","Air Handling Unit","Banks Trail Middle","MA16CN41H","WOH9128709","York","Classroom","4 ton"]
[{"v":3240,"d":"3,240"},"BTMS_D113_AHU","Air Handling Unit","Banks Trail Middle","MA12BN41H","WOL9313267","York","Classroom","2.5 ton"]
[{"v":3242,"d":"3,242"},"BTMS_D115_AHU","Air Handling Unit","Banks Trail Middle","MA12BN41H","WOL9313266","York","Classroom","2.5 ton"]
[{"v":3244,"d":"3,244"},"BTMS_D116_AHU","Air Handling Unit","Banks Trail Middle","MA16CN41H","WOL9313278","York","Classroom","4 ton"]
[{"v":3246,"d":"3,246"},"BTMS_D117_AHU","Air Handling Unit","Banks Trail Middle","MA12CN41H","WOC","York","Classroom","3 ton"]
[{"v":3248,"d":"3,248"},"BTMS_D118_AHU","Air Handling Unit","Banks Trail Middle","MA16CN41H","WOL9313282","York","Classroom","3 ton"]
[{"v":3250,"d":"3,250"},"BTMS_D99_AHU","Air Handling Unit","Banks Trail Middle","MA12BN41H","WOK9199535","York"]
[{"v":3259,"d":"3,259"},"BTMS_E101_AHU","Air Handling Unit","Banks Trail Middle","MA20DN41H","WOK9223597","York","Computer lab","5 ton unit\n"]
[{"v":3261,"d":"3,261"},"BTMS_E102L_AHU","Air Handling Unit","Banks Trail Middle","MA12BN41H","W0L93133273","York","Classrooms","2.5 ton\n"]
[{"v":3263,"d":"3,263"},"BTMS_E102R_AHU","Air Handling Unit","Banks Trail Middle","MA12BN41H","W0K9199530","York","Classrooms","2 ton\n"]
[{"v":3265,"d":"3,265"},"BTMS_E104_AHU","Air Handling Unit","Banks Trail Middle","MA16N41H","W0L9313281","York","Classrooms","4 ton\n"]
[{"v":3267,"d":"3,267"},"BTMS_E107_AHU","Air Handling Unit","Banks Trail Middle","MA12BN41H","WOK9223591","York"]
[{"v":3269,"d":"3,269"},"BTMS_E108_AHU","Air Handling Unit","Banks Trail Middle","MA12BN41H","W0K9199530","York","Computer room","2 ton"]
[{"v":3271,"d":"3,271"},"BTMS_E111_AHU","Air Handling Unit","Banks Trail Middle","MA20DN41H","W0K922-----","York","Classroom","5ton"]
[{"v":3273,"d":"3,273"},"BTMS_E113_AHU","Air Handling Unit","Banks Trail Middle","MA12BN41H","WOL9313261","York"]
[{"v":3275,"d":"3,275"},"BTMS_E114_AHU","Air Handling Unit","Banks Trail Middle","NC090C00BCAAA1A","NLMD149716","York"]
[{"v":3277,"d":"3,277"},"BTMS_E115L_AHU","Air Handling Unit","Banks Trail Middle","MA12BN41H","WOL9313263","York","Music","3ton"]
[{"v":3279,"d":"3,279"},"BTMS_E115R_AHU","Air Handling Unit","Banks Trail Middle","UNREACHABLE","UNREACHABLE","York","Music"]
[{"v":3281,"d":"3,281"},"BTMS_E300C_AHU","Air Handling Unit","Banks Trail Middle","MA16CN41H",null,"York","Classroom","3.5 ton"]
[{"v":3138,"d":"3,138"},"BTMS_ADMIN_ERU","Energy Recovery Unit","Banks Trail Middle","RM-002-3-0-BA01-319","200909-AMGB49619","AAON","Roof - access through front office","2 ton unit\n5.1 RLA\n3500 Rpm\nNatural gas"]
[{"v":3141,"d":"3,141"},"BTMS_B-WING_ERU","Energy Recovery Unit","Banks Trail Middle","RN-025-3-0-EA09-389","200909-ANGR07074","AAON","Roof - access through front office","25 ton unit\n18.6,18.6 RLA\nNatural gas"]
[{"v":3182,"d":"3,182"},"BTMS_C-WING_ERU","Energy Recovery Unit","Banks Trail Middle","RN-025-3-0-EA09-349","200909-ANGR07075","AAON","Roof - access through front office","25 ton unit\n17.6,14.7 RLA\nNatural gas"]
[{"v":3223,"d":"3,223"},"BTMS_D-WING_ERU","Energy Recovery Unit","Banks Trail Middle","RM-002-3-0-BA01-349","200909-ANGP7076","AAON","Roof - thru teachers work room","25 ton unit\n17.9,14.7 RLA\nNatural gas"]
[{"v":3258,"d":"3,258"},"BTMS_E-WING_ERU","Energy Recovery Unit","Banks Trail Middle","RN-025-3-0-EB09-389","200909-ANGR07077","AAON","Roof - access near back of kitchen","Compressor 18.8,18.6 RLA\n25 ton\nNatural gas"]
[{"v":3316,"d":"3,316"},"BTMS_G-WING_ERU","Energy Recovery Unit","Banks Trail Middle","RN-011-3-0-EA09-3F9","200909-ANGZ07051","AAON","Roof - access near back of kitchen","Compressor 8.1,7.8 RLA\nRooftop package Heat pump unit\n11 ton\nNatural gas"]
[{"v":3320,"d":"3,320"},"BTMS_G104KIT_ERU","Energy Recovery Unit","Banks Trail Middle","RN-018-3-0-EB09-389","200909-ANGR07079","AAON","Roof - access near back of kitchen","Compressor 12.6,14.4 RLA\nRooftop package Heat pump unit\n18 ton\nNatural gas"]
[{"v":3326,"d":"3,326"},"BTMS_H-WING_ERU","Energy Recovery Unit","Banks Trail Middle","RN-030-3-0-EB09-3C9","200909-ANGT07078","AAON","Roof - access near back of kitchen","Compressor 18.8,18.6 RLA\n30 ton\n gas"]
[{"v":3114,"d":"3,114"},"BTMS_A103_HTP","Heat Pump","Banks Trail Middle","THGD30S44S1A","WOH8254041","York","Roof - access thru storage room in teachers work a","1/4 hp\n4.2 RLA\nR-410a"]
[{"v":3116,"d":"3,116"},"BTMS_A105_HTP","Heat Pump","Banks Trail Middle","THGD42S44S1A","WOK9234763","York","Roof - access thru storage room in teachers work a","Fan motor 1/4 hp\n6.4 RLA\nR-410a"]
[{"v":3118,"d":"3,118"},"BTMS_A109_HTP","Heat Pump","Banks Trail Middle","THGD42S44S1A","WOK9234763","York","Roof - access thru storage room in teachers work a","1/10 hp\n7.12 RLA\nR-410a"]
[{"v":3120,"d":"3,120"},"BTMS_A115_HTP","Heat Pump","Banks Trail Middle","THGD30S44S1B","WOK9216666","York","Roof - access through front office","Fan motor 1/4 hp\n4.2 RLA\nR-410a"]
[{"v":3122,"d":"3,122"},"BTMS_A117_HTP","Heat Pump","Banks Trail Middle","THGD24S41S1A","WOD9686490","York","Grounds - near room B108","8.9 RLA 48 LRA\n1/8 HP\nR410A"]
[{"v":3124,"d":"3,124"},"BTMS_A118_HTP","Heat Pump","Banks Trail Middle","THGD36S44S1B","WOM9376566","York","Roof - access through front office","Fan motor 1/4 hp\n4.5 RLA\nR-410a"]
[{"v":3126,"d":"3,126"},"BTMS_A120_HTP","Heat Pump","Banks Trail Middle","THGD42S44S1A","WOK9234768","York","Roof - access through front office","Fan motor 1/4 hp\n6.4 RLA\nR-410a"]
[{"v":3128,"d":"3,128"},"BTMS_A202_HTP","Heat Pump","Banks Trail Middle","THGD24S41S1A","WOD9686571","York","Grounds - near room C99","8.9 RLA 48 LRA\n1/8 HP"]
[{"v":3130,"d":"3,130"},"BTMS_A301_HTP","Heat Pump","Banks Trail Middle","THGD36S41S1A","WOE9755756","York","Grounds - near room C99","4.5 RLA 34 LRA\n1/4 HP"]
[{"v":3132,"d":"3,132"},"BTMS_A305L_HTP","Heat Pump","Banks Trail Middle","THGD60S44S1A","WOK9194249","York","Grounds - near room C99","9.6 RLA 15 LRA\n1/4 HP"]
[{"v":3134,"d":"3,134"},"BTMS_A305R_HTP","Heat Pump","Banks Trail Middle","PC090C00A4AAA1A","NOH9146557","York","Grounds - near room D106","12.2 RLA 100 LRA\n1/3 HP\nR410A"]
[{"v":3136,"d":"3,136"},"BTMS_A308_HTP","Heat Pump","Banks Trail Middle","THGD30S44S1A","WOK92116661","York","Grounds - near room D106","4.2 RLA 30 LRA\n1/4 HP\nR410A"]
[{"v":3143,"d":"3,143"},"BTMS_B103_HTP","Heat Pump","Banks Trail Middle","THGD24S41S1A","WOD9686497","York","Grounds - near room B108","8.9 RLA 48 LRA\n1/4 HP\nR410A"]
[{"v":3145,"d":"3,145"},"BTMS_B104_HTP","Heat Pump","Banks Trail Middle","THGD42S44S1A","WOK9234767","York","Grounds - near room B108","6.4 RLA 45 LRA\n1/4 HP\nR410A"]
[{"v":3147,"d":"3,147"},"BTMS_B107_HTP","Heat Pump","Banks Trail Middle","THGD42S44S1A","WOK9234761","York","Grounds - near room B110","6.4 RLA 45 LRA\n1/4 HP\nR410A"]
[{"v":3149,"d":"3,149"},"BTMS_B108_HTP","Heat Pump","Banks Trail Middle","THGD36S44S1B","WOM9376573","York","Grounds - near room B108","4.5 RLA 34 LRA\n1/4 HP\nR410A"]
[{"v":3151,"d":"3,151"},"BTMS_B109_HTP","Heat Pump","Banks Trail Middle","THGD36S44S1A","WOM9376572","York","Grounds - near room B110","4.5 RLA 34 LRA\n1/4 HP\nR410A"]
[{"v":3153,"d":"3,153"},"BTMS_B110_HTP","Heat Pump","Banks Trail Middle","THGD42S44S1A","WOK9234769","York","Grounds - near room B110","6.4 RLA 45 LRA\n1/4 HP\nR410A"]
[{"v":3155,"d":"3,155"},"BTMS_B111_HTP","Heat Pump","Banks Trail Middle","THGD36S44S1B","WOM9376564","York","Grounds - near room B118","4.5 RLA 34 LRA\n1/4 HP\nR410A"]
[{"v":3157,"d":"3,157"},"BTMS_B112_HTP","Heat Pump","Banks Trail Middle","THGD42S44S1A","WOK9234766","York","Grounds - near room B118","6.4 RLA 45 LRA\n1/4 HP\nR410A"]
[{"v":3159,"d":"3,159"},"BTMS_B113_HTP","Heat Pump","Banks Trail Middle","THGD36S44S1B","WOM9376575","York","Grounds - near room B118","4.5 RLA 34 LRA\n1/4 HP\nR410A"]
[{"v":3162,"d":"3,162"},"BTMS_B115_HTP","Heat Pump","Banks Trail Middle","THGD36S44S1B","WOL9260345","York","Grounds - near room B118","4.5 RLA 34 LRA\n1/4 HP\nR410A"]
[{"v":3164,"d":"3,164"},"BTMS_B117_HTP","Heat Pump","Banks Trail Middle","THGD36S44S1B","WOL9260337","York","Grounds - near room B118","4.5 RLA 34 LRA\n1/4 HP\nR410A"]
[{"v":3166,"d":"3,166"},"BTMS_B118_HTP","Heat Pump","Banks Trail Middle","THGD42S44S1A","WOK9234756","York","Grounds - near room B118","6.4 RLA 45 LRA\n1/4 HP\nR410A"]
[{"v":3168,"d":"3,168"},"BTMS_B119_HTP","Heat Pump","Banks Trail Middle","THGD36S44S1B","WOM9260344","York","Grounds - near room B120","4.5 RLA 34 LRA\n1/4 HP\nR410A"]
[{"v":3170,"d":"3,170"},"BTMS_B120_HTP","Heat Pump","Banks Trail Middle","THGD36S44S1B","WOM9376570","York","Grounds - near room B120","4.5 RLA 34 LRA\n1/4 HP\nR410A"]
[{"v":3172,"d":"3,172"},"BTMS_B99_HTP","Heat Pump","Banks Trail Middle","THGD24S41S1A","WOD9686490","York","Grounds - near room B108","8.9 RLA 48 LRA\n1/8 HP\nR410A"]
[{"v":3184,"d":"3,184"},"BTMS_C102_HTP","Heat Pump","Banks Trail Middle","THGD24S41S1A","WOD9686562","York","Grounds - near room C99","8.9 RLA 48 LRA\n1/8 HP"]
[{"v":3186,"d":"3,186"},"BTMS_C103_HTP","Heat Pump","Banks Trail Middle","THGD36S44S1B","WOL9260340","York","Grounds - near room C107","4.5 RLA 34 LRA\n1/4 HP\nR410A"]
[{"v":3188,"d":"3,188"},"BTMS_C104_HTP","Heat Pump","Banks Trail Middle","THGD36S44S1A","WOL9260343","York","Grounds - near room C107","4.5 RLA 34 LRA\n1/4 HP\nR410A"]
[{"v":3190,"d":"3,190"},"BTMS_C105_HTP","Heat Pump","Banks Trail Middle","THGD36S44S1A","WOK960352","York","Grounds - near room C99","4.5 RLA 34 LRA\n1/4 HP\nR410A"]
[{"v":3192,"d":"3,192"},"BTMS_C106_HTP","Heat Pump","Banks Trail Middle","THGD42S44S1A","WOK934770","York","Grounds - near room C99","6.4 RLA 45 LRA\n1/4 HP\nR410A"]
[{"v":3194,"d":"3,194"},"BTMS_C107_HTP","Heat Pump","Banks Trail Middle","THGD42S44S1A","WOK9324759","York","Grounds - near room C107","6.4 RLA 45 LRA\n1/4 HP\nR410A"]
[{"v":3196,"d":"3,196"},"BTMS_C108_HTP","Heat Pump","Banks Trail Middle","THGD36S44S1B","WOL9260340","York"]
[{"v":3198,"d":"3,198"},"BTMS_C110_HTP","Heat Pump","Banks Trail Middle","THGD36S44S1B","WOL9260343","York"]
[{"v":3200,"d":"3,200"},"BTMS_C111_HTP","Heat Pump","Banks Trail Middle","THGD44S1A","WOK9234755","York","Grounds - near room C111","6.4 RLA 45 LRA\n1/4 HP\nR410A"]
[{"v":3202,"d":"3,202"},"BTMS_C112_HTP","Heat Pump","Banks Trail Middle","THGD36S44S1B","WOL9260342","York","Grounds - near room C111","4.5 RLA 34 LRA\n1/4 HP\nR410A"]
[{"v":3203,"d":"3,203"},"BTMS_C114 _HTP","Heat Pump","Banks Trail Middle","THGD36S44S1A","WOA9566345","York","Grounds - near room C111","4.5 RLA 34 LRA\n1/4 HP\nR410A"]
[{"v":3206,"d":"3,206"},"BTMS_C115_HTP","Heat Pump","Banks Trail Middle","THGD42S44S1A","WOM9376591","York","Grounds - near room C111","6.4 RLA 45 LRA\n1/4 HP\nR410A"]
[{"v":3208,"d":"3,208"},"BTMS_C116_HTP","Heat Pump","Banks Trail Middle","THGD36S44S1B","WOL9298226","York","Grounds - near room C117","4.5 RLA 34 LRA\n1/4 HP\nR410A"]
[{"v":3210,"d":"3,210"},"BTMS_C117_HTP","Heat Pump","Banks Trail Middle","THGD30S44S1A","WOH8254049","York","Grounds - near room C117","4.2 RLA 30 LRA\n1/4 HP\nR410A"]
[{"v":3212,"d":"3,212"},"BTMS_C118_HTP","Heat Pump","Banks Trail Middle","THGD36S44S1B","WOL9260346","York","Grounds - near room C117","4.5 RLA 34 LRA\n1/4 HP\nR410A"]
[{"v":3214,"d":"3,214"},"BTMS_C99_HTP","Heat Pump","Banks Trail Middle","THGD24S41S1A","WOD9686570","York"]
[{"v":3225,"d":"3,225"},"BTMS_D102_HTP","Heat Pump","Banks Trail Middle","THGD24S41S1A","W0D9686584","York","Grounds - in court yard","R-410a\n"]
[{"v":3227,"d":"3,227"},"BTMS_D105_HTP","Heat Pump","Banks Trail Middle","THGD36S44S1A","WOA9566349","York","Grounds - near room D106","4.5 RLA 35 LRA\n1/4 HP\nR410A"]
[{"v":3229,"d":"3,229"},"BTMS_D106_HTP","Heat Pump","Banks Trail Middle","THGD42S44S1A","WOK9234764","York","Grounds - near room D106","6.4 RLA 45 LRA\n1/4 HP\nR410A"]
[{"v":3231,"d":"3,231"},"BTMS_D107_HTP","Heat Pump","Banks Trail Middle","THGD30S44S1B","WOK9216656","York","Grounds - near room D108","4.2 RLA 30 LRA\n1/4 HP\nR410A"]
[{"v":3233,"d":"3,233"},"BTMS_D108_HTP","Heat Pump","Banks Trail Middle","THGD48S44S1A","WOE9817307","York","Grounds - near room D108","8.3 RLA 60 LRA\n1/4 HP\nR410A"]
[{"v":3235,"d":"3,235"},"BTMS_D109_HTP","Heat Pump","Banks Trail Middle","THGD30S44S1B","WOK9216667","York","Grounds - near room D108","4.3 RLA 30 LRA\n1/4 HP\nR410A"]
[{"v":3237,"d":"3,237"},"BTMS_D111_HTP","Heat Pump","Banks Trail Middle","THGD30S44S1B","WOK9216653","York","Grounds - near room D112","4.2 RLA 30 LRA\n1/4 HP\nR410A"]
[{"v":3239,"d":"3,239"},"BTMS_D112_HTP","Heat Pump","Banks Trail Middle","THGD48S44S1A","WOE9817306","York","Grounds - near room D112","8.3 RLA 60 LRA\n1/4 HP\nR410A"]
[{"v":3241,"d":"3,241"},"BTMS_D113_HTP","Heat Pump","Banks Trail Middle","THGD30S44S1B","WOK9216652","York","Grounds - near room D112","4.2 RLA 30 LRA\n1/4 HP\nR410A"]
[{"v":3243,"d":"3,243"},"BTMS_D115_HTP","Heat Pump","Banks Trail Middle","THGD30S44S1B","WOK9216662","York","Grounds - near room D118","4.2 RLA 30 LRA\n1/4 HP\nR410A"]
[{"v":3245,"d":"3,245"},"BTMS_D116_HTP","Heat Pump","Banks Trail Middle","THGD48S44S1A","WOE9817180","York","Grounds - near room D112","8.3 RLA 60 LRA\n1/4 HP\nR410A"]
[{"v":3247,"d":"3,247"},"BTMS_D117_HTP","Heat Pump","Banks Trail Middle","THGD36S44S1A","WOHA9566347","York","Grounds - near room D118","4.5 RLA 34 LRA\n1/4 HP\nR410A"]
[{"v":3249,"d":"3,249"},"BTMS_D118_HTP","Heat Pump","Banks Trail Middle","THGD36S44S1A","WOHA9566344","York","Grounds - near room D118","4.5 RLA 34 LRA\n1/4 HP\nR410A"]
[{"v":3251,"d":"3,251"},"BTMS_D99_HTP","Heat Pump","Banks Trail Middle","THGD24S41S1A","W0D968496","York","Grounds - in court yard","R-410a\n"]
[{"v":3260,"d":"3,260"},"BTMS_E101_HTP","Heat Pump","Banks Trail Middle","THGD60S44S1A","WOL9276719","York","Grounds - near room D106","9.6 RLA 70 LRA\n1/4 HP\nR410A"]
[{"v":3262,"d":"3,262"},"BTMS_E102L_HTP","Heat Pump","Banks Trail Middle","THGD30S44S1A","WOK9216665","York","Grounds - near room E107A","4.2 RLA 30 LRA\n1/4 HP\nR410A"]
[{"v":3264,"d":"3,264"},"BTMS_E102R_HTP","Heat Pump","Banks Trail Middle","THGD24S41S1A","WOA9562021","York","Grounds - near room E107A","8.9 RLA 48 LRA\n1/8 HP\nR410A"]
[{"v":3266,"d":"3,266"},"BTMS_E104_HTP","Heat Pump","Banks Trail Middle","THGD48S44S1A","WOE9817173","York","Grounds - near room E107A","8.3 RLA 60 LRA\n1/4 HP\nR410A"]
[{"v":3268,"d":"3,268"},"BTMS_E107_HTP","Heat Pump","Banks Trail Middle","THGD60S441A","WOK9194248","York","Grounds - near room E107A","9.6 RLA 15 LRA\n1/4 HP\nR410A"]
[{"v":3270,"d":"3,270"},"BTMS_E108_HTP","Heat Pump","Banks Trail Middle","THGD48S44S1A","WOE9817305","York","Grounds - near room E107A","8.3 RLA 60 LRA\n1/4 HP\nR410A"]
[{"v":3272,"d":"3,272"},"BTMS_E111_HTP","Heat Pump","Banks Trail Middle","THGD60S441A","WOL9276729","York","Grounds - near room E107A","9.6 RLA 70 LRA\n1/4 HP\nR410A"]
[{"v":3274,"d":"3,274"},"BTMS_E113_HTP","Heat Pump","Banks Trail Middle","THGD36S44S1B","WOM9376567","York","Grounds - near room E113","4.5 RLA 34 LRA\n1/4 HP\nR410A"]
[{"v":3276,"d":"3,276"},"BTMS_E114_HTP","Heat Pump","Banks Trail Middle","PC090C00A4AAA1A","NOK9217512","York","Grounds - near room E107A","12.2 RLA 100 LRA\n1/3 HP\nR410A"]
[{"v":3278,"d":"3,278"},"BTMS_E115L_HTP","Heat Pump","Banks Trail Middle","THGD36S44S1B","WOM9376565","York","Grounds - near room E113","4.5 RLA 34 LRA\n1/4 HP\nR410A"]
[{"v":3280,"d":"3,280"},"BTMS_E115R_HTP","Heat Pump","Banks Trail Middle","THGD42S44S1A","WOM9376581","York","Grounds - near room E113","6.4 RLA 45 LRA\n1/4 HP\nR410A"]
[{"v":3282,"d":"3,282"},"BTMS_E300C_HTP","Heat Pump","Banks Trail Middle","THGD42S44S1A","WOK9234760","York","Grounds - near room C99","6.4 RLA 45 LRA\n1/4 HP"]
[{"v":3335,"d":"3,335"},"BTMS_HTR_001","Heater","Banks Trail Middle",null,null,"Taskmaster","H207 - mechanical room"]
[{"v":3317,"d":"3,317"},"BTMS_G101_PAC","Package Unit","Banks Trail Middle","Z33AN34A1ADNBJ0001A","N0M9408119","York","Roof - access near back of kitchen","Heat pump package unit\n18 ton\nNatural gas"]
[{"v":3318,"d":"3,318"},"BTMS_G101CAFE_PAC","Package Unit","Banks Trail Middle","XP150E18D4BZZ40002 A","NOM9363436","York","Roof - access near back of kitchen","Central heat pump \nElectric "]
[{"v":3319,"d":"3,319"},"BTMS_G103CAFE_PAC","Package Unit","Banks Trail Middle","XP078E18D4BZZ40002A","NOM9363434","York","Roof - access near back of kitchen","Central heat pump \nElectric "]
[{"v":3327,"d":"3,327"},"BTMS_H101_PAC","Package Unit","Banks Trail Middle","XP078E18D4BZZ40002A","NOM9363435","York","Roof - access in gym storage closet H109C","R410A"]
[{"v":3328,"d":"3,328"},"BTMS_H107 _PAC","Package Unit","Banks Trail Middle","XP060E15R4BZZ20001A","NOM9358464","York","Roof - access in gym storage closet H109C","R410a. 12 lbs\n7.7, 2.6,1.3 RLA "]
[{"v":3329,"d":"3,329"},"BTMS_H109GYML_PAC","Package Unit","Banks Trail Middle","Z34BN54A1ADNBJ0001A",null,"York","Roof access - storage room H212","Central heat pump package unit\nGas"]
[{"v":3330,"d":"3,330"},"BTMS_H109GYMR_PAC","Package Unit","Banks Trail Middle","Z34BN54A1ADNBJ0001A","NOM9408123","York","Roof access - storage room H212","Central heat pump package unit\nGas"]
[{"v":3331,"d":"3,331"},"BTMS_H114_PAC","Package Unit","Banks Trail Middle","XP048E07R4BZZ10001C","NOM9358461","York","Roof - access in gym storage closet H109C"]
[{"v":3332,"d":"3,332"},"BTMS_H116_PAC","Package Unit","Banks Trail Middle","XP048E07R4BZZ10001C","NOM9358463","York","Roof - access in gym storage closet H109C"]
[{"v":3333,"d":"3,333"},"BTMS_H118_PAC","Package Unit","Banks Trail Middle","XP048E07R4BZZ10001C","NOM9358462","York","Roof access - storage room H212","Central heat pump package unit\nElectric"]
[{"v":3334,"d":"3,334"},"BTMS_H205_PAC","Package Unit","Banks Trail Middle","XP036E07R4BZZ10001C","NOM9357950","York","Roof access - storage room H212","Central heat pump package unit\nElectric"]
[{"v":3384,"d":"3,384"},"BTMS_PPMP_001","Pump","Banks Trail Middle","SS200-29","09129074384","Insinkerator","Cafeteria","NOT A PUMP - No designation for in sink erator....."]
[{"v":3385,"d":"3,385"},"BTMS_PPMP_002","Pump","Banks Trail Middle","SS200-29","09129074383","Insinkerator","Cafeteria","NOT A PUMP - No designation for in sink erator....."]
[{"v":3217,"d":"3,217"},"BTMS_CPMP_001","Pump, Circulator","Banks Trail Middle",null,null,"Bell & Gossett","E109 custodian","Hot water circulating pump"]
[{"v":3218,"d":"3,218"},"BTMS_CPMP_002","Pump, Circulator","Banks Trail Middle",null,null,"Bell & Gossett","E109 custodian","Hot water circulating pump"]
[{"v":3219,"d":"3,219"},"BTMS_CPMP_003","Pump, Circulator","Banks Trail Middle","GQ-134","008620805","Lawler","E109 custodian","Thermostatic mixer"]
[{"v":3220,"d":"3,220"},"BTMS_CPMP_004","Pump, Circulator","Banks Trail Middle",null,null,"Bell & Gossett","C113 - custodian"]
[{"v":3221,"d":"3,221"},"BTMS_CPMP_005","Pump, Circulator","Banks Trail Middle","MODEL 801. GU-1","008620805","Lawler","C113 - custodian","Thermostatic mixer"]
[{"v":3403,"d":"3,403"},"BTMS_SSY_001","Split System","Banks Trail Middle","PUY-A24NHA3",null,"Mitsubishi","Grounds - near room E107A","\nR410A"]
[{"v":3404,"d":"3,404"},"BTMS_SSY_002","Split System","Banks Trail Middle","PKA-A24KA","95M00057","Mitsubishi","E99 communications room"]
[{"v":2848,"d":"2,848"},"BTMS_UHT_001","Unit Heater","Banks Trail Middle","G1Q5103N",null,"Taskmaster","Mechanical room","3.3KW\n12amps\nElectric"]
[{"v":2577,"d":"2,577"},"DO_B249TECH_AHU","Air Handling Unit","District Office","OHS-084-DAHU","10012172","CEILAIR","249 Technology  D-Wing","CRAC-2 DWG M102 (Above Ceiling)"]
[{"v":2602,"d":"2,602"},"DO_FCU_001","Fan Coil Unit","District Office","MS-A09WA","0003170","Mitsubishi","Data Room C- Wing"]
[{"v":2616,"d":"2,616"},"DO_RTU1_RTU","Rooftop Package AC Unit","District Office","YPAL050CVE25BBFX","2MXM014158","York","Main building number 1","RTU #1 BLDG A DWG M-103"]
[{"v":2617,"d":"2,617"},"DO_RTU2_RTU","Rooftop Package AC Unit","District Office","YPAL051CVE25BBFX","2MXM014161","York","Main building number 2","RTU#2 BLD B DWG M-103"]
[{"v":2593,"d":"2,593"},"DO_ELEVATOR-1_SSY","Split System","District Office","PKA-A12GA","75A00211C","Mitsubishi","Elevator equipment room"]
[{"v":2594,"d":"2,594"},"DO_ELEVATOR-2_SSY","Split System","District Office","PKA-A12GA",null,"Mitsubishi","Elevator equipment room"]
[{"v":2619,"d":"2,619"},"DO_SSY_003","Split System","District Office","MU-A09WA","1001892 T","Mitsubishi","Main building number 1","CU-1 DWG M103"]
[{"v":2880,"d":"2,880"},"DBES_A100_AHU","Air Handling Unit","Doby Bridge Elementary","GAF2A0A30S21SBA","13224SDBAV","Trane","A100","Above ceiling In room 100\nLabel om electrical switch in ceiling -AHU1-PC24"]
[{"v":2882,"d":"2,882"},"DBES_A109_AHU","Air Handling Unit","Doby Bridge Elementary","GAM2A0B42S31SBA","13273BSJ2V","Trane","A103 - Main office","Above ceiling In main office hallway\nLabel om electrical switch in ceiling "]
[{"v":2884,"d":"2,884"},"DBES_A117_AHU","Air Handling Unit","Doby Bridge Elementary","GAF2A0A30S21SBA","1316YWLAV","Trane","A103 - Main office","Above ceiling In main office hallway\nLabel om electrical switch in ceiling AHU 3- MB3"]
[{"v":2898,"d":"2,898"},"DBES_A128A_AHU","Air Handling Unit","Doby Bridge Elementary","GAF2A0A30S21SBA","133046TAV","Trane","A128","Above ceiling In main office hallway\nLabel om electrical switch in ceiling AHU 2-PB2"]
[{"v":2900,"d":"2,900"},"DBES_A128B_AHU","Air Handling Unit","Doby Bridge Elementary","CANNOT REACH","CANNOT REACH","Trane","A128","Above ceiling\nLabel on electrical switch in ceiling"]
[{"v":2902,"d":"2,902"},"DBES_A130_AHU","Air Handling Unit","Doby Bridge Elementary","GAM2A0C60S518BA","13283JA72V","Trane","A130","Above ceiling in A130\nLabel on electrical switch in ceiling AHU5-MB-7"]
[{"v":2907,"d":"2,907"},"DBES_A140N_AHU","Air Handling Unit","Doby Bridge Elementary","CANNOT READ","CANNOT READ","Trane","A140 - library","Above ceiling In room 140\nLabel om electrical switch in ceiling -AHU 6 - NC11"]
[{"v":2909,"d":"2,909"},"DBES_A140S_AHU","Air Handling Unit","Doby Bridge Elementary","GAM2A0C60S51SBA","13283MU32V","Trane","A140B","Above ceiling In room 140\nLabel om electrical switch in ceiling -Cannot read switch"]
[{"v":2911,"d":"2,911"},"DBES_A142_AHU","Air Handling Unit","Doby Bridge Elementary","CANNOT READ","CANNOT READ","Trane","A142 - library office","Above ceiling In room 142\nLabel om electrical switch in ceiling -AHU2-PC20"]
[{"v":2913,"d":"2,913"},"DBES_A143_AHU","Air Handling Unit","Doby Bridge Elementary","GAF2A02","CANNOT READ","Trane","A141 - Studio in library","Above ceiling In room 141\nLabel om electrical switch in ceiling -AHU2-PC21"]
[{"v":2915,"d":"2,915"},"DBES_A145_AHU","Air Handling Unit","Doby Bridge Elementary","GAM2AOB42S31SBA","1314330SAV","Trane","A145","Above ceiling In room 145\nLabel om electrical switch in ceiling -cannot see"]
[{"v":2921,"d":"2,921"},"DBES_B103_AHU","Air Handling Unit","Doby Bridge Elementary","GAM2A0B42S31SBA","13143Y0YAV","Trane","B103","Above ceiling in B104\nLabel on electrical switch in ceiling - cannot see switch"]
[{"v":2923,"d":"2,923"},"DBES_B104_AHU","Air Handling Unit","Doby Bridge Elementary","GAM2A01B42S31SBA","13172ULC2V","Trane","B104","Above ceiling in B104\nLabel on electrical switch in ceiling - cannot see"]
[{"v":2925,"d":"2,925"},"DBES_B105_AHU","Air Handling Unit","Doby Bridge Elementary","GAM2A0B42S31SBA","13273UA12V","Trane","B105","Above ceiling in B105\nLabel on electrical switch in ceiling - AU4-NA3"]
[{"v":2927,"d":"2,927"},"DBES_B106_AHU","Air Handling Unit","Doby Bridge Elementary","GAM2A0B42S31SBA","131435PKAV","Trane","B106","Above ceiling in B106\nLabel on electrical switch in ceiling - AU4-NA8"]
[{"v":2929,"d":"2,929"},"DBES_B107_AHU","Air Handling Unit","Doby Bridge Elementary","GAF2A0A18S11SAA","1314MRGAV","Trane","B107","Above ceiling in B107\nLabel on electrical switch in ceiling - AHu1-pa25"]
[{"v":2931,"d":"2,931"},"DBES_B108_AHU","Air Handling Unit","Doby Bridge Elementary","GAF2A0A18S11SAA","1314MRGAV","Trane","B108","Above ceiling in B108\nLabel on electrical switch in ceiling - AHU4 - NA6"]
[{"v":2933,"d":"2,933"},"DBES_B109_AHU","Air Handling Unit","Doby Bridge Elementary","GAM2A0B42S31SSBA","1314330TAV","Trane","B109","Above ceiling in B109\nLabel on electrical switch in ceiling - AHU4-NA5"]
[{"v":2935,"d":"2,935"},"DBES_B110_AHU","Air Handling Unit","Doby Bridge Elementary","GAM2A0B42S31SBA","13281H852V","Trane","B110","Above ceiling in B110\nLabel on electrical switch in ceiling - AHU4-NA4"]
[{"v":2939,"d":"2,939"},"DBES_B112_AHU","Air Handling Unit","Doby Bridge Elementary","COULD NOT SEE","COULD NOT SEE","Trane","B112","Above ceiling in B112\nLabel on electrical switch in ceiling -cannot reach"]
[{"v":2941,"d":"2,941"},"DBES_B113_AHU","Air Handling Unit","Doby Bridge Elementary","COULD NOT SEE","COULD NOT SEE","Trane","B111","Above ceiling in B113\nLabel on electrical switch in ceiling - AHU4-NA"]
[{"v":2954,"d":"2,954"},"DBES_C102_AHU","Air Handling Unit","Doby Bridge Elementary","GAF2A0A30S21SBA","13192NAAAV","Trane","C102","Above ceiling In room 102\nLabel om electrical switch in ceiling AHU3-LC29"]
[{"v":2956,"d":"2,956"},"DBES_C103_AHU","Air Handling Unit","Doby Bridge Elementary","GAM2A0C60S51SBA","13283S2U2V","Trane","C103","Above ceiling In room 103\nLabel om electrical switch in ceiling AHU-5-MC7"]
[{"v":2958,"d":"2,958"},"DBES_C104_AHU","Air Handling Unit","Doby Bridge Elementary","GAF2A0A30S21SBA","13224S21SBA","Trane","C104","Above ceiling In room 104\nLabel om electrical switch in ceiling AHU3-LC30"]
[{"v":2960,"d":"2,960"},"DBES_C105_AHU","Air Handling Unit","Doby Bridge Elementary","GAF2A0A30S21SBA","1321KNFAV","Trane","C105","Above ceiling In room 108\nLabel om electrical switch in ceiling AHU3-LC27"]
[{"v":2962,"d":"2,962"},"DBES_C106_AHU","Air Handling Unit","Doby Bridge Elementary","GAF2A0A30S21SBA","13222Y3CAV","Trane","C106","Above ceiling In room 106\nLabel om electrical switch in ceiling AHU3-MC2"]
[{"v":2964,"d":"2,964"},"DBES_C107_AHU","Air Handling Unit","Doby Bridge Elementary","GAF2A0A30S21SBA","132116GRAV","Trane","C107","Above ceiling In room 107\nLabel om electrical switch in ceiling AHU3-MD8"]
[{"v":2966,"d":"2,966"},"DBES_C108_AHU","Air Handling Unit","Doby Bridge Elementary","GAF2A0A30S21SBA","13174KT8AV","Trane","C108","Above ceiling In room 108\nLabel om electrical switch in ceiling AHU3-MC3"]
[{"v":2968,"d":"2,968"},"DBES_C109_AHU","Air Handling Unit","Doby Bridge Elementary","GAF2A0A30S21SBA","132116N2AV","Trane","C109","Above ceiling In room 109\nLabel om electrical switch in ceiling AHU3-MD6"]
[{"v":2970,"d":"2,970"},"DBES_C110_AHU","Air Handling Unit","Doby Bridge Elementary","GAF2A0A30S21SBA","132240MFAV","Trane","C110","Above ceiling In room 110\nLabel om electrical switch in ceiling AHU3-MD1"]
[{"v":2972,"d":"2,972"},"DBES_C111_AHU","Air Handling Unit","Doby Bridge Elementary","GAF2A0A30S21SBA","13224UYDAV","Trane","C111","Above ceiling In room 111\nLabel om electrical switch in ceiling AHU3-MD4"]
[{"v":2974,"d":"2,974"},"DBES_C112_AHU","Air Handling Unit","Doby Bridge Elementary","GAF2A0A30S21SBA","13224YU8AV","Trane","C112","Above ceiling In room 112\nLabel om electrical switch in ceiling AHU3-MD3"]
[{"v":2976,"d":"2,976"},"DBES_C113_AHU","Air Handling Unit","Doby Bridge Elementary","GAF2A0A30S21SBA","13220L9AV","Trane","C113","Above ceiling In room 113\nLabel om electrical switch in ceiling AHU3-MD2"]
[{"v":2978,"d":"2,978"},"DBES_C114_AHU","Air Handling Unit","Doby Bridge Elementary","GAF2A0A30S21SBA","1321185WAV","Trane","C114","Above ceiling In room 114\nLabel om electrical switch in ceiling AHU3-MD5"]
[{"v":2980,"d":"2,980"},"DBES_C115A_AHU","Air Handling Unit","Doby Bridge Elementary","GAF2A0A18S11SAA","12341T55AV","Trane","c115A","Above ceiling In room 115A\nLabel om electrical switch in ceiling AHU1-PD21"]
[{"v":2982,"d":"2,982"},"DBES_C115B_AHU","Air Handling Unit","Doby Bridge Elementary","GAF2A0A18S11SAA","13024MC1AV","Trane","C115B","Above ceiling In room 115B\nLabel om electrical switch in ceiling AHU1-PD24"]
[{"v":2984,"d":"2,984"},"DBES_C116_AHU","Air Handling Unit","Doby Bridge Elementary","GAF2A0A30S21SBA","1321443NAF","Trane","C116","Above ceiling In room 116\nLabel om electrical switch in ceiling AHU3-MD7"]
[{"v":2989,"d":"2,989"},"DBES_C121A_AHU","Air Handling Unit","Doby Bridge Elementary","COULD NOT SEE LABEL",null,"Trane","Above ceiling in art room storage room","Switch label AHUC121A / AHU 2 Pf-16"]
[{"v":2991,"d":"2,991"},"DBES_C121B_AHU","Air Handling Unit","Doby Bridge Elementary","GAF2A0A24S1SAA","13052L04AV","Trane","Above ceiling in art room storage room","Serves 121"]
[{"v":2993,"d":"2,993"},"DBES_C124_AHU","Air Handling Unit","Doby Bridge Elementary","NO LABAL",null,"Trane","MATH LAB","Serves 124\nLabel om electrical switch in ceiling AHU-1/PF-8"]
[{"v":2995,"d":"2,995"},"DBES_C127_AHU","Air Handling Unit","Doby Bridge Elementary","GAF2A0A30S21SBA","13224SDBAV","Trane","C127","Above ceiling In room 127\nLabel om electrical switch in ceiling AHU3-MF-2"]
[{"v":2997,"d":"2,997"},"DBES_C128E_AHU","Air Handling Unit","Doby Bridge Elementary","GAF2AOA18S11SAA","13103Y86AV","Trane","C128A","Above ceiling In room 128\nLabel om electrical switch in ceiling AHU-1/PF-12"]
[{"v":3003,"d":"3,003"},"DBES_C131_AHU","Air Handling Unit","Doby Bridge Elementary","GAF2A0A30S21SBA","13224PYBAV","Trane","C131","Above ceiling In room 133\nLabel om electrical switch in ceiling AHU3-MF-3"]
[{"v":3005,"d":"3,005"},"DBES_C132_AHU","Air Handling Unit","Doby Bridge Elementary","GAFA2AGA30S21SBA","132118GFAV","Trane","c132","Above ceiling In room 132\nLabel om electrical switch in ceiling AHU-3-MF-7"]
[{"v":3007,"d":"3,007"},"DBES_C133_AHU","Air Handling Unit","Doby Bridge Elementary","GAFA2AGA30S21SBA","13224TCBAV","Trane","C133","Above ceiling In room 133\nLabel om electrical switch in ceiling AHU-3-MF-6"]
[{"v":3014,"d":"3,014"},"DBES_D-WINGS_AHU","Air Handling Unit","Doby Bridge Elementary","PV-W5P-WPH","21226707","Trane","Upper roof","DesiCool system\nFed from MDP"]
[{"v":3017,"d":"3,017"},"DBES_D201_AHU","Air Handling Unit","Doby Bridge Elementary","GAF2A0A30S21SBA","13174MYYAV","Trane","D201","Above ceiling in room 200\nLabel on electrical switch in ceiling - Cannot see "]
[{"v":3019,"d":"3,019"},"DBES_D202_AHU","Air Handling Unit","Doby Bridge Elementary","GAF2A0A30S21SBA","13161JBJAV","Trane","D202","Above ceiling in room 202\nLabel on electrical switch in ceiling - Cannot see AHU3 N2B-7"]
[{"v":3021,"d":"3,021"},"DBES_D203_AHU","Air Handling Unit","Doby Bridge Elementary","GAF2A0A30S21SBA","13165J1NAV","Trane","D203","Above ceiling in room 203\nLabel on electrical switch in ceiling - Cannot see AHU 3 N2B-2"]
[{"v":3023,"d":"3,023"},"DBES_D204_AHU","Air Handling Unit","Doby Bridge Elementary","GAF2A0A30S21SBA","13161TY8AV","Trane","D204","Above ceiling in room 204\nLabel on electrical switch in ceiling - Cannot see"]
[{"v":3025,"d":"3,025"},"DBES_D205_AHU","Air Handling Unit","Doby Bridge Elementary","GAF2A0A30S21SBA","131610MNAV","Trane","D205","Above ceiling in room 205\nLabel on electrical switch in ceiling - Cannot see "]
[{"v":3027,"d":"3,027"},"DBES_D206_AHU","Air Handling Unit","Doby Bridge Elementary","GAF2A0A30S21SBA","13152T13AV","Trane","D206","Above ceiling in room 206\nLabel on electrical switch in ceiling - Cannot see"]
[{"v":3029,"d":"3,029"},"DBES_D207_AHU","Air Handling Unit","Doby Bridge Elementary","GAF2A0A30S21SBA","13174NBNAV","Trane","D207","Above ceiling in room 204\nLabel on electrical switch in ceiling - AaAHU3-N2B-6"]
[{"v":3031,"d":"3,031"},"DBES_D208_AHU","Air Handling Unit","Doby Bridge Elementary","GAF2A0A30S21SBA","13165KBTAV","Trane","D208","Above ceiling in room 210\nLabel on electrical switch in ceiling - cannot see AHU3 N2B-1"]
[{"v":3033,"d":"3,033"},"DBES_D209_AHU","Air Handling Unit","Doby Bridge Elementary","GAF2A0A30S21SBA","13223K6WAV","Trane","D209","Above ceiling in room 209\nLabel on electrical switch in ceiling - AHU3 N2B-8"]
[{"v":3035,"d":"3,035"},"DBES_D210_AHU","Air Handling Unit","Doby Bridge Elementary","GAF2A0A30S21SBA","13174MDKAV","Trane","D210","Above ceiling in room 210\nLabel on electrical switch in ceiling - cannot see AHU3-L2B-25."]
[{"v":3037,"d":"3,037"},"DBES_D211_AHU","Air Handling Unit","Doby Bridge Elementary","GAF2A0A30S21SBA","13161YM9AV","Trane","D211","Above ceiling in room 211\nLabel on electrical switch in ceiling - cannot see AHU3 N2B-10"]
[{"v":3039,"d":"3,039"},"DBES_D212_AHU","Air Handling Unit","Doby Bridge Elementary","GAF2A0A30S21SBA","13161053AV","Trane","D212","Above ceiling in room 212\nLabel on electrical switch in ceiling - cannot see AHU3-L2B-24"]
[{"v":3041,"d":"3,041"},"DBES_D214_AHU","Air Handling Unit","Doby Bridge Elementary","GAF2A0A30S21SBA","13161TY4AV","Trane","D214","Above ceiling in room 214\nLabel on electrical switch in ceiling - cannot see AHU3-L2B-21"]
[{"v":3043,"d":"3,043"},"DBES_D215_AHU","Air Handling Unit","Doby Bridge Elementary","GAM2A0C60S51SBA","13282UXF2V","Trane","D215","Above ceiling in room 212\nLabel on electrical switch in ceiling - cannot see AHU5 N2B-12"]
[{"v":3045,"d":"3,045"},"DBES_D216_AHU","Air Handling Unit","Doby Bridge Elementary","GAF2A0A18S11SBA","13201JB8AV","Trane","D216","Above ceiling in room 216\nLabel on electrical switch in ceiling - cannot see AHU1-P2B-17"]
[{"v":3047,"d":"3,047"},"DBES_D218_AHU","Air Handling Unit","Doby Bridge Elementary","GAF2A0A18S11SBA","13195NXKAV","Trane","main hall - stair","Above ceiling in room 218\nLabel on electrical switch in ceiling - cannot see AHU1-P2B-14"]
[{"v":3049,"d":"3,049"},"DBES_D227_AHU","Air Handling Unit","Doby Bridge Elementary","GAF2A0A30S21SPA","13165KEPAV","Trane","D227","Above ceiling in D232\nLabel on electrical switch in ceiling - cannot see AHU3 N2A-8"]
[{"v":3051,"d":"3,051"},"DBES_D231_AHU","Air Handling Unit","Doby Bridge Elementary","GAMA0C60S51SBA","13283S212V","Trane","D231","Above ceiling in D232\nLabel on electrical switch in ceiling - cannot see AHU5 N2A10"]
[{"v":3053,"d":"3,053"},"DBES_D232_AHU","Air Handling Unit","Doby Bridge Elementary","GAF2A0A30S21SBA","13165J7PAV","Trane","D232","Above ceiling in D232\nLabel on electrical switch in ceiling - cannot see AHU3 N2A-6"]
[{"v":3054,"d":"3,054"},"DBES_D234_AHU","Air Handling Unit","Doby Bridge Elementary","GAF2A0A18S11SBA","13225YM5AV","Trane","D234","Above ceiling in D234\nLabel on electrical switch in ceiling - AHU 1 P2A-19"]
[{"v":3056,"d":"3,056"},"DBES_D236_AHU","Air Handling Unit","Doby Bridge Elementary","GAF2A0A30S21SBA","131610ALAV","Trane","D236","Above ceiling in D236\nLabel on electrical switch in ceiling - AHU 3 N2A-4"]
[{"v":3058,"d":"3,058"},"DBES_D237_AHU","Air Handling Unit","Doby Bridge Elementary","GAF2A0A30S21SBA","13165KGJAV","Trane","D237","Above ceiling in D237\nLabel on electrical switch in ceiling - cannot see"]
[{"v":3060,"d":"3,060"},"DBES_D238_AHU","Air Handling Unit","Doby Bridge Elementary","GAF2A0A30S21SBA","13161J1GAV","Trane","D238 classroom","Above ceiling in D238\nLabel on electrical switch in ceiling - AHU 3 N2A-2"]
[{"v":3064,"d":"3,064"},"DBES_D240_AHU","Air Handling Unit","Doby Bridge Elementary","GAF2A0A30S21SBA","13152S98AV","Trane","D240","Above ceiling in D240\nLabel on electrical switch in ceiling -cannot reach"]
[{"v":3066,"d":"3,066"},"DBES_D241_AHU","Air Handling Unit","Doby Bridge Elementary","GAF2A0A30S21SBA","13165JNCAV","Trane","D241","Above ceiling in D241\nLabel on electrical switch in ceiling - AHU3-N2A-3"]
[{"v":3068,"d":"3,068"},"DBES_D243_AHU","Air Handling Unit","Doby Bridge Elementary","GAF2A0A30S21SBA","13174NHAAV","Trane","D243 classroom","Above ceiling in D243\nLabel on electrical switch in ceiling -cannot reach AHU3-N2A-1"]
[{"v":2879,"d":"2,879"},"DBES_A-WING_ERU","Energy Recovery Unit","Doby Bridge Elementary","PV-W5P-WPH","21226707","Munters","Upper roof","DesiCool system\nFed from MM-7"]
[{"v":2920,"d":"2,920"},"DBES_B-WING_ERU","Energy Recovery Unit","Doby Bridge Elementary","PV-W5P-WPH","21226707","Munters",null,"VAU-1"]
[{"v":2950,"d":"2,950"},"DBES_C-WINGN_ERU","Energy Recovery Unit","Doby Bridge Elementary","PV-W4P-WPH","21226707","Munters","Roof","Fed from M2B-14\nDESICOOL SYSTEM"]
[{"v":2951,"d":"2,951"},"DBES_C-WINGS_ERU","Energy Recovery Unit","Doby Bridge Elementary","PV-W8P-WPH","21226707","Munters","Located on WING D","DesiCool system\nCompressor 1 - quantity 4, 480 V 34RLsupply fan 15 exhaust 10\nCooling system "]
[{"v":3013,"d":"3,013"},"DBES_D-WINGN_ERU","Energy Recovery Unit","Doby Bridge Elementary","PV-W8P-WPH","21226707","Munters","All D wing north","ERV 6 second floor"]
[{"v":2881,"d":"2,881"},"DBES_A100_HTP","Heat Pump","Doby Bridge Elementary","4TWA3048B4000BA","13422R834F","Trane","Top roof","3.9 RLA"]
[{"v":2883,"d":"2,883"},"DBES_A109_HTP","Heat Pump","Doby Bridge Elementary","4TWA3036A4000CA","13503P704F","Trane","Top roof","Switch HP #4 M2A-7"]
[{"v":2885,"d":"2,885"},"DBES_A117_HTP","Heat Pump","Doby Bridge Elementary","4TWA3030DA4000CA","13401NPH4F","Trane","Grounds - exterior","6.2 RLA\nSWITCH TAG HP #3 LB-26"]
[{"v":2886,"d":"2,886"},"DBES_A118_AHU","Heat Pump","Doby Bridge Elementary","GAF2A0A30S21S8A","13161Y3GAV","Trane"]
[{"v":2887,"d":"2,887"},"DBES_A118_HTP","Heat Pump","Doby Bridge Elementary","4TWB3018D00088","14033POP4F","Trane","Grounds - exterior","6.2 RLA\nSWITCH TAG HP #1 PB-1"]
[{"v":2888,"d":"2,888"},"DBES_A119_AHU","Heat Pump","Doby Bridge Elementary","GAF2A0A18S11SBA","13194NSFAV","Trane"]
[{"v":2889,"d":"2,889"},"DBES_A119_HTP","Heat Pump","Doby Bridge Elementary","4TWB3018D1000AA","14033P0P4F","Trane",null,"HP-A120"]
[{"v":2896,"d":"2,896"},"DBES_A127_AHU","Heat Pump","Doby Bridge Elementary",null,null,"Trane",null,"AHU-103B"]
[{"v":2897,"d":"2,897"},"DBES_A127_HTP","Heat Pump","Doby Bridge Elementary","4TWA3036A4000CA","13292NDD4F","Trane","Top roof","Switch HP #4 M2A-8"]
[{"v":2899,"d":"2,899"},"DBES_A128A_HTP","Heat Pump","Doby Bridge Elementary","4TWB3024D1000AA","14045U39AF","Trane","Grounds - exterior","Switch tag HP-2 PB-6"]
[{"v":2901,"d":"2,901"},"DBES_A128B_HTP","Heat Pump","Doby Bridge Elementary","4TW3024D1000AA","14045U39AF","Trane"]
[{"v":2903,"d":"2,903"},"DBES_A130_HTP","Heat Pump","Doby Bridge Elementary","4TWA3048B4000BA","1342H7D4F","Trane","Grounds - exterior","6.2 RLA\nSWITCH TAG HP #5 MB-2"]
[{"v":2908,"d":"2,908"},"DBES_A140N_HTP","Heat Pump","Doby Bridge Elementary","4TWA3036A4000CA","13292NBW4F","Trane","Roof of media center","5.1 RLA\n1/2013"]
[{"v":2910,"d":"2,910"},"DBES_A140S_HTP","Heat Pump","Doby Bridge Elementary","4TWB3024D1000AA","1403QKDN4F","Trane","Roof of media center"]
[{"v":2912,"d":"2,912"},"DBES_A142_HTP","Heat Pump","Doby Bridge Elementary","4TWB3024D1000AA","14024P0YAF","Trane"]
[{"v":2914,"d":"2,914"},"DBES_A143_HTP","Heat Pump","Doby Bridge Elementary","4TWB3024D1000AA","140246JOWAF","Trane","Roof of media center","12.8 RLA\n1/2014"]
[{"v":2916,"d":"2,916"},"DBES_A145_HTP","Heat Pump","Doby Bridge Elementary","4TWA3036A4000CA","14046JOWAF","Trane","Roof of media center","1/2013\n5.1 RLA"]
[{"v":2922,"d":"2,922"},"DBES_B103_HTP","Heat Pump","Doby Bridge Elementary","4TW3036A4000CA","13292M6K4F","Trane"]
[{"v":2924,"d":"2,924"},"DBES_B104_HTP","Heat Pump","Doby Bridge Elementary","4TWA3036A4000CA","13503RES4F","Trane","Grounds - exterior","6.2 RLA\nSWITCH TAG HP #4 Maurice Hatche-10"]
[{"v":2926,"d":"2,926"},"DBES_B105_HTP","Heat Pump","Doby Bridge Elementary","4TW3036A4000CA","13503P574F","Trane"]
[{"v":2928,"d":"2,928"},"DBES_B106_HTP","Heat Pump","Doby Bridge Elementary","4TWA3036A4000CA","13503RH64F","Trane","Grounds - exterior","6.2 RLA\nSWITCH TAG HP #4 Maurice Hatche-10"]
[{"v":2930,"d":"2,930"},"DBES_B107_HTP","Heat Pump","Doby Bridge Elementary","4TW3018D1000AA","14033PYJ4F","Trane"]
[{"v":2932,"d":"2,932"},"DBES_B108_HTP","Heat Pump","Doby Bridge Elementary","4TW3036A4000CA","13503RCN4F","Trane"]
[{"v":2934,"d":"2,934"},"DBES_B109_HTP","Heat Pump","Doby Bridge Elementary","4TW3036A4000CA","14022ULN4F","Trane"]
[{"v":2936,"d":"2,936"},"DBES_B110_HTP","Heat Pump","Doby Bridge Elementary","4TW3036A4000CA","13503RCN4F","Trane"]
[{"v":2937,"d":"2,937"},"DBES_B111_AHU","Heat Pump","Doby Bridge Elementary","GAM2A0B42S31SBA","13143YTYAV","Trane"]
[{"v":2938,"d":"2,938"},"DBES_B111_HTP","Heat Pump","Doby Bridge Elementary","4TW3036A4000CA","14022ULF4F","Trane"]
[{"v":2940,"d":"2,940"},"DBES_B112_HTP","Heat Pump","Doby Bridge Elementary","4TW3036A4000CA","13292NCY4F","Trane"]
[{"v":2942,"d":"2,942"},"DBES_B113_HTP","Heat Pump","Doby Bridge Elementary","4TW3036A4000CA","14022ULX4F","Trane"]
[{"v":2952,"d":"2,952"},"DBES_C100_AHU","Heat Pump","Doby Bridge Elementary","GAF2A0A18S11SBA","13201JP0AV","Trane"]
[{"v":2953,"d":"2,953"},"DBES_C100_HTP","Heat Pump","Doby Bridge Elementary","4TWB3018D1000AA","14033PY24F","TRUE"]
[{"v":2955,"d":"2,955"},"DBES_C102_HTP","Heat Pump","Doby Bridge Elementary","4TWA3060B4000A","13461KLJ4F","Trane","Roof of media center","3.9 RLA\n11/2013\nHP #3 LC-26"]
[{"v":2957,"d":"2,957"},"DBES_C103_HTP","Heat Pump","Doby Bridge Elementary","4TWA3048B4000BA","13424HTK4F","Trane","Exterior near media center","6.2 RLA\nHP-C103 or HP#5 LC-25"]
[{"v":2959,"d":"2,959"},"DBES_C104_HTP","Heat Pump","Doby Bridge Elementary","4TWA3030A4000CA","13401N4S4F","Trane","Exterior - ground","3.9 RLA\n9/2013\nHP #3 LC-28 switch"]
[{"v":2961,"d":"2,961"},"DBES_C105_HTP","Heat Pump","Doby Bridge Elementary","4TWA3030A4000CA","13415JGK4F","Trane","Exterior near media center","6.2 RLA\nHP-C105 or HP #3. LC-25\n"]
[{"v":2963,"d":"2,963"},"DBES_C106_HTP","Heat Pump","Doby Bridge Elementary","4TWA3030A4000CA","13461KCW4F","Trane","Exterior - ground","3.9 RLA\n11/2013 \nHP #3 MC-1 switch"]
[{"v":2965,"d":"2,965"},"DBES_C107_HTP","Heat Pump","Doby Bridge Elementary","4TWA3030A4000CA","13401NNB4F","Trane","Exterior near media center","3.9 RLa\n9/2013\nHP-C107 or HP #3 LD-20"]
[{"v":2967,"d":"2,967"},"DBES_C108_HTP","Heat Pump","Doby Bridge Elementary","4TWA3030A4000CA","13461KN04F","Trane","Exterior - ground","3.9 RLA\n11/2013\nSwitch HP #3 MC-4"]
[{"v":2969,"d":"2,969"},"DBES_C109_HTP","Heat Pump","Doby Bridge Elementary","4TWA3030A4000CA","13401N5F4F","Trane","Exterior near media center","3.0 RLA\nHP-C109 or HP#3 LD-18"]
[{"v":2971,"d":"2,971"},"DBES_C110_HTP","Heat Pump","Doby Bridge Elementary","4TWA3030A4000CA","14042YG74F","Trane","Exterior - ground","3.9 RLA\n1/2014\nHP-C110  / HP #3 LD-13"]
[{"v":2973,"d":"2,973"},"DBES_C111_HTP","Heat Pump","Doby Bridge Elementary","4TWA3030A4000CA","1340NUR4F","Trane","Exterior near media center","3.9 RLa\n9/2013\nHP-C111 or HP #3 LD-16"]
[{"v":2975,"d":"2,975"},"DBES_C112_HTP","Heat Pump","Doby Bridge Elementary","4TWA3030A4000CA","14042YRS4F","Trane","Exterior - ground","3.9 RLA\n1/2014\nH-C112 / HP #11 PD-19"]
[{"v":2977,"d":"2,977"},"DBES_C113_HTP","Heat Pump","Doby Bridge Elementary","4TWA3030A4000CA","13461KMX4F","Trane","Exterior near media center","3.9 RLa\n11/2013\nHP-C113 or HP-#3 LD-14"]
[{"v":2979,"d":"2,979"},"DBES_C114_HTP","Heat Pump","Doby Bridge Elementary","4TWA3030A4000CA","13461KJ04F","Trane","Exterior - ground","3.9 RLA\n11/2013\nHP-C114 / HP #3 LD-171"]
[{"v":2981,"d":"2,981"},"DBES_C115A_HTP","Heat Pump","Doby Bridge Elementary","4TWB3018D1000AA","13501S3P4F","Trane","Exterior","8.7 RLa\n12/2013\nHP-C115A or HP #1 PD-22"]
[{"v":2983,"d":"2,983"},"DBES_C115B_HTP","Heat Pump","Doby Bridge Elementary","4TWA3030A4000CA","13461KMX4F","Trane"]
[{"v":2985,"d":"2,985"},"DBES_C116_HTP","Heat Pump","Doby Bridge Elementary","4TWA3030A4000CA","13401NN34F","Trane","Exterior - ground","3.9 RLA\n9/2013\nHP-C116 / HP #3 LD-19\n"]
[{"v":2987,"d":"2,987"},"DBES_C120_AHU","Heat Pump","Doby Bridge Elementary","GAM2A0B42S31SBA","13143YTYAV","Trane"]
[{"v":2988,"d":"2,988"},"DBES_C120_HTP","Heat Pump","Doby Bridge Elementary","4TWA3048B4000BA","13422TK14F","Trane","Exterior","6.2 RLa\n10/2013\nHP-C120 or HP#5 MF-12"]
[{"v":2990,"d":"2,990"},"DBES_C121A_HTP","Heat Pump","Doby Bridge Elementary","4TWB3024D1000AA","14033NFRAF","Trane","Exterior - ground","12.8 RLA\n1/2014"]
[{"v":2992,"d":"2,992"},"DBES_C121B_HTP","Heat Pump","Doby Bridge Elementary","4TWB3024D1000AA","14031R5MAF","Trane","Exterior - ground","12.8 RLA\n1/2014\nHP-C121B  / HP #2 PF-14"]
[{"v":2994,"d":"2,994"},"DBES_C124_HTP","Heat Pump","Doby Bridge Elementary","4TWB3018D1000AA","14015UBAAF","Trane","Exterior","6.2 RLa\n10/2013\nHP-C124 or HP #1 PF-7"]
[{"v":2996,"d":"2,996"},"DBES_C127_HTP","Heat Pump","Doby Bridge Elementary","4TWA3030A4000CA","13401NPX4F","Trane","Exterior - ground","3.9 RLA\n9/2013\nHP-127 / HP #3 MF-1"]
[{"v":2998,"d":"2,998"},"DBES_C128E_HTP","Heat Pump","Doby Bridge Elementary","4TWB3018D1000AA","14033PT34F","Trane","Exterior - ground","8.7 RLA\n1/2014\nHP-C128A / HP #1 PF-10"]
[{"v":2999,"d":"2,999"},"DBES_C128W_AHU","Heat Pump","Doby Bridge Elementary","GAF2A0A18S11SAA","13103Y86AV","Trane",null,"AHU-C128A"]
[{"v":3000,"d":"3,000"},"DBES_C128W_HTP","Heat Pump","Doby Bridge Elementary","4TWB3018D1000AA","14033PSM4F","Trane","Exterior - ground","8.7 RLA\n1/2014\nHP-C128B / HP #1 PF-11"]
[{"v":3001,"d":"3,001"},"DBES_C130_AHU","Heat Pump","Doby Bridge Elementary","GAF2A0A30S21SBA","13212AYKAV","Trane"]
[{"v":3002,"d":"3,002"},"DBES_C130_HTP","Heat Pump","Doby Bridge Elementary","4TWA3030A4000CA","13401N324F","Trane","Exterior - ground","3.9 RLA\n9/2013\nHP-C130 / HP #3 MF-9"]
[{"v":3004,"d":"3,004"},"DBES_C131_HTP","Heat Pump","Doby Bridge Elementary","4TWA3030A4000CA","13415H954F","Trane","Exterior - ground","3.9 RLA\n10/2013\nHP-C131 / HP #3 MF-4"]
[{"v":3006,"d":"3,006"},"DBES_C132_HTP","Heat Pump","Doby Bridge Elementary","4TWA3030A4000CA","13401NRS4F","Trane","Exterior - ground","3.9 RLA\n9/2013\n\nHP-C132 / HP #3 MF-8"]
[{"v":3008,"d":"3,008"},"DBES_C133_HTP","Heat Pump","Doby Bridge Elementary","4TWA3030A4000CA","13401N534F","Trane","Exterior - ground","3.9 RLA\n9/2013\nHP-C133 / HP #3 MF-5"]
[{"v":3015,"d":"3,015"},"DBES_D200_AHU","Heat Pump","Doby Bridge Elementary","GAF2A0A30S21SBA","13152T12AV","Trane"]
[{"v":3016,"d":"3,016"},"DBES_D200_HTP","Heat Pump","Doby Bridge Elementary","4TWA3030A4000CA","14042YE34F","Trane","Roof","1/2014\n3.9 RLA compressor"]
[{"v":3018,"d":"3,018"},"DBES_D201_HTP","Heat Pump","Doby Bridge Elementary","4TWA3030A4000CA","14042YRB4F","Trane","Roof - north","1/2014\n3.9 RLA compressor"]
[{"v":3020,"d":"3,020"},"DBES_D202_HTP","Heat Pump","Doby Bridge Elementary","4TWA3030A4000CA","14042YRB4F","Trane","Roof","1/2014\n3.9 RLA compressor"]
[{"v":3022,"d":"3,022"},"DBES_D203_HTP","Heat Pump","Doby Bridge Elementary","4TWA3030A4000CA","14042Y584F","Trane","Roof","1/2014\n3.9 RLA compressor"]
[{"v":3024,"d":"3,024"},"DBES_D204_HTP","Heat Pump","Doby Bridge Elementary","4TWA3030A4000CA","14042HT14F","Trane","Roof","1/2014\n3.9 RLA compressor"]
[{"v":3026,"d":"3,026"},"DBES_D205_HTP","Heat Pump","Doby Bridge Elementary","4TWA3030A4000CA","14042Y414F","Trane","Roof","1/2014\n3.9 RLA compressor"]
[{"v":3028,"d":"3,028"},"DBES_D206_HTP","Heat Pump","Doby Bridge Elementary","4TWA3030A4000CA","14042YLN4F","Trane","Roof","1/2014\n3.9 RLA compressor"]
[{"v":3030,"d":"3,030"},"DBES_D207_HTP","Heat Pump","Doby Bridge Elementary","4TWA3030A4000CA","14042Y5U4F","Trane","Roof","1/2014\n3.9 RLA compressor"]
[{"v":3032,"d":"3,032"},"DBES_D208_HTP","Heat Pump","Doby Bridge Elementary","4TWA3030A4000CA","14042YGP4F","Trane","Roof","1/2014\n3.9 RLA compressor"]
[{"v":3034,"d":"3,034"},"DBES_D209_HTP","Heat Pump","Doby Bridge Elementary","4TWA3030A4000CA","14042YPR44","Trane","Roof","1/2014\n3.9 RLA compressor"]
[{"v":3036,"d":"3,036"},"DBES_D210_HTP","Heat Pump","Doby Bridge Elementary","4TWA3030A4000CA","14042YS54F","Trane"]
[{"v":3038,"d":"3,038"},"DBES_D211_HTP","Heat Pump","Doby Bridge Elementary","4TWA3030A4000CA","14042YK34F","Trane","Roof","1/2014\n3.9 RLA compressor"]
[{"v":3040,"d":"3,040"},"DBES_D212_HTP","Heat Pump","Doby Bridge Elementary","4TWA3030A4000CA","14042Y5F4F","Trane","Roof","1/2014\n3.9 RLA compressor"]
[{"v":3042,"d":"3,042"},"DBES_D214_HTP","Heat Pump","Doby Bridge Elementary","4TWA3030A4000CA ","14042YJ24F","Trane","Top roof right"]
[{"v":3044,"d":"3,044"},"DBES_D215_HTP","Heat Pump","Doby Bridge Elementary","4TWA3048B4000BA","13422R9H4F","Trane"]
[{"v":3046,"d":"3,046"},"DBES_D216_HTP","Heat Pump","Doby Bridge Elementary","4TWB3018D1000AA","14035LRPAF","Trane","Top roof right"]
[{"v":3048,"d":"3,048"},"DBES_D218_HTP","Heat Pump","Doby Bridge Elementary","4TWB3018D1000AA","14035K96AF","Trane","Top roof right"]
[{"v":3050,"d":"3,050"},"DBES_D227_HTP","Heat Pump","Doby Bridge Elementary","4TWA3030A4000CA","14042YMT4F","Trane",null,"5.0 amps\nHP-D227 or HP #3 M2A-3"]
[{"v":3052,"d":"3,052"},"DBES_D231_HTP","Heat Pump","Doby Bridge Elementary","4TWA3048B4000BA","13422TAL4F","Trane"]
[{"v":3055,"d":"3,055"},"DBES_D234_HTP","Heat Pump","Doby Bridge Elementary","4TWB3018D1000AA","13501R7D4F","Trane","Top roof","3.9 RLA"]
[{"v":3057,"d":"3,057"},"DBES_D236_HTP","Heat Pump","Doby Bridge Elementary","4TWA3030A4000CA ","13461KK34F","Trane","Top roof"]
[{"v":3059,"d":"3,059"},"DBES_D237_HTP","Heat Pump","Doby Bridge Elementary","4TWA3030A4000CA","14042YH14F","Trane","Top roof","3.9 RLA"]
[{"v":3061,"d":"3,061"},"DBES_D238_HTP","Heat Pump","Doby Bridge Elementary","4TWA3030A4000CA","13401N6M4F","Trane","Top roof","3.9 RLA"]
[{"v":3062,"d":"3,062"},"DBES_D239_AHU","Heat Pump","Doby Bridge Elementary","GAF2A0A30S21SBA","13152S97AV","Trane"]
[{"v":3063,"d":"3,063"},"DBES_D239_HTP","Heat Pump","Doby Bridge Elementary","4TWA3030A4000CA","14042YHM4F","Trane","Top roof","3.9 RLA"]
[{"v":3065,"d":"3,065"},"DBES_D240_HTP","Heat Pump","Doby Bridge Elementary","4TWA3030A4000CA","12264DD14F","Trane","Top roof","3.9 RLA"]
[{"v":3067,"d":"3,067"},"DBES_D241_HTP","Heat Pump","Doby Bridge Elementary","4TWA3030A4000CA","14042YJJ4F","Trane","Top roof","3.9 RLA"]
[{"v":3069,"d":"3,069"},"DBES_D243_HTP","Heat Pump","Doby Bridge Elementary","4TWA3030A4000CA","14042YN54F","Trane","Top roof","3.9 RLA"]
[{"v":3070,"d":"3,070"},"DBES_D245A_AHU","Heat Pump","Doby Bridge Elementary","GAF2A0A24S21SBA","13293209AV","Trane"]
[{"v":3071,"d":"3,071"},"DBES_D245A_HTP","Heat Pump","Doby Bridge Elementary","4TWB3042D1000AA","14046KL6AF","Trane","Upper roof","HP #5 M2A-9 or HP-D245A"]
[{"v":3072,"d":"3,072"},"DBES_D245B_AHU","Heat Pump","Doby Bridge Elementary","GAM240B60S51SBA","131453FL2V","Trane",null,"Balcony"]
[{"v":3073,"d":"3,073"},"DBES_D245B_HTP","Heat Pump","Doby Bridge Elementary","4TWA3060B4000AA","14042LUF4F","Trane","Upper roof","10.0 amps\n1/2014\nHP-D245B or HP #6 N2A-12"]
[{"v":3074,"d":"3,074"},"DBES_D245C_AHU","Heat Pump","Doby Bridge Elementary","GAM240B42S51","131453FL2V","Trane",null,"Feeds D225- No unit in D225"]
[{"v":3075,"d":"3,075"},"DBES_D245C_HTP","Heat Pump","Doby Bridge Elementary","4TWA3036A4000CA","14022UJP4F","Trane","Top roof right","Switch HP #4 L2B-19"]
[{"v":2876,"d":"2,876"},"DBES_A-133_RTU","Rooftop Package AC Unit","Doby Bridge Elementary","4WCC3024B1000AB",null,"Trane","Roof","RTU-7C"]
[{"v":2877,"d":"2,877"},"DBES_A-LOBBYN_RTU","Rooftop Package AC Unit","Doby Bridge Elementary","4WCC3024B1000AB","1342HYL9H","Trane","Upper roof","RTU #7 PB-3"]
[{"v":2878,"d":"2,878"},"DBES_A-LOBBYS_RTU","Rooftop Package AC Unit","Doby Bridge Elementary","4WCC3024B1000AB","13431HY29H","Trane","Upper roof","RTU #7 PB-8 or RTU-7D"]
[{"v":2890,"d":"2,890"},"DBES_A122A_RTU","Rooftop Package AC Unit","Doby Bridge Elementary","WCC3024B1000AB","1342HYT9H","Trane","Upper roof","207/240\n9.3 amps\nRTU - 7E or RTU #7 PB-10"]
[{"v":2891,"d":"2,891"},"DBES_A122E_RTU","Rooftop Package AC Unit","Doby Bridge Elementary","WSC120E4RNA0JBOB","134210945","Trane","Upper roof","277/480v\nRTU #10 MM-10 or RTU -10D "]
[{"v":2892,"d":"2,892"},"DBES_A122W_RTU","Rooftop Package AC Unit","Doby Bridge Elementary","WSC120E4RNAOJBOB","134210307L","Trane","Upper roof","RTU-10C or RTU#10 MM-11"]
[{"v":2893,"d":"2,893"},"DBES_A124N_RTU","Rooftop Package AC Unit","Doby Bridge Elementary","WSC120E4RNA0JBOB","134210939L","Trane","Upper roof","277/480v\nRTU #10 MM-9 or RTU-10A"]
[{"v":2894,"d":"2,894"},"DBES_A124S_RTU","Rooftop Package AC Unit","Doby Bridge Elementary","WSC120E4RNA0JBOB","134210933L","Trane",null,"277/480v"]
[{"v":2895,"d":"2,895"},"DBES_A124STAGE_RTU","Rooftop Package AC Unit","Doby Bridge Elementary","4WCC3024B1000AB","13425H189H","Trane","Roof","8.3 RLA\n13.5 amps\nRTU-7A or RTU #7 PG-18"]
[{"v":2904,"d":"2,904"},"DBES_A134_RTU","Rooftop Package AC Unit","Doby Bridge Elementary","4WCC3024B1000AB","13441HWE9H","Trane","Roof"," 13.5 amps\nRTU-7B or RTU 7 PG-15"]
[{"v":2905,"d":"2,905"},"DBES_A135NKIT_RTU","Rooftop Package AC Unit","Doby Bridge Elementary","WSC060E4RGA1AB0B10006","134113041L","Trane","Roof above kitchen"]
[{"v":2906,"d":"2,906"},"DBES_A135SKIT_RTU","Rooftop Package AC Unit","Doby Bridge Elementary","WSC060E4RGA1AB0B10006","134211370L","Trane","Roof above kitchen","Heater model BAYHTRX418B"]
[{"v":2550,"d":"2,550"},"DBES_SSY_001","Split System","Doby Bridge Elementary","MUZ-GE24NA","3006090","Mitsubishi","Upper roof","12.9 RLA\nR410A\n20 amps fuse\nCU-A113A or AHU 11. PG-20"]
[{"v":2551,"d":"2,551"},"DBES_SSY_002","Split System","Doby Bridge Elementary","MUZ-GE24NA","3006091 T","Mitsubishi","Top roof"]
[{"v":2552,"d":"2,552"},"DBES_SSY_003","Split System","Doby Bridge Elementary","MUZ-GE24NA","3006109 T","Mitsubishi","Top roof right"]
[{"v":2553,"d":"2,553"},"DBES_SSY_004","Split System","Doby Bridge Elementary","MUZ-GE24NA","3006108 T","Mitsubishi","Exterior - ground","12.9 RLA"]
[{"v":2554,"d":"2,554"},"DBES_SSY_006","Split System","Doby Bridge Elementary","MSZ-GE24NA","3006913 A","Mitsubishi","Server room"]
[{"v":2555,"d":"2,555"},"DBES_SSY_007","Split System","Doby Bridge Elementary","MSZ-GE24NA","3006922 T","Mitsubishi","C119D - server room","Switch AHU 11 PD-20"]
[{"v":2556,"d":"2,556"},"DBES_SSY_008","Split System","Doby Bridge Elementary","MSZ-GE24NA","3006862","Mitsubishi","Server room"]
[{"v":2557,"d":"2,557"},"DBES_SSY_009","Split System","Doby Bridge Elementary","MSZ-GE24NA","3006858","Mitsubishi","Main Office","Switch AHU#11 PB-9"]
[{"v":2558,"d":"2,558"},"DBES_SSY_010","Split System","Doby Bridge Elementary","MUZ-GE24NA","3006059T","Mitsubishi"]
[{"v":2986,"d":"2,986"},"DBES_C119_SSY","Split System","Doby Bridge Elementary","MUZ-GE24NA","3006069 T","Mitsubishi","Exterior - ground","CU-C119D / HP #11 PD-19"]
[{"v":3097,"d":"3,097"},"DBES_GUHT_001","Unit Heater, Gas","Doby Bridge Elementary",{"$nulls":3},"Elevator"]
[{"v":2635,"d":"2,635"},"FMES_C100_AHU","Air Handling Unit","Fort Mill Elementary School","TWE042P130B0","R322T201V","Trane","Mezzanine","Idhp C1"]
[{"v":2637,"d":"2,637"},"FMES_C102_AHU","Air Handling Unit","Fort Mill Elementary School","TWE042P130B0","R275THR1V","Trane","Mezzanine","Idhp C3"]
[{"v":2639,"d":"2,639"},"FMES_C103_AHU","Air Handling Unit","Fort Mill Elementary School","TWE042P130B0","R343T1E1V","Trane","Mezzanine","Idhp C4"]
[{"v":2641,"d":"2,641"},"FMES_C104_AHU","Air Handling Unit","Fort Mill Elementary School","TWE042P130B0","R3450WU1V","Trane","Mezzanine","Idhp C5"]
[{"v":2643,"d":"2,643"},"FMES_C105_AHU","Air Handling Unit","Fort Mill Elementary School","TWE042P130B0","R34610D1V","Trane","Mezzanine","Idhp C6"]
[{"v":2645,"d":"2,645"},"FMES_C106_AHU","Air Handling Unit","Fort Mill Elementary School","TWE042P130B0","R321MH11V","Trane","Mezzanine","Idhp C7"]
[{"v":2647,"d":"2,647"},"FMES_C107_AHU","Air Handling Unit","Fort Mill Elementary School","TWE042P130B0","R3653PP1V","Trane","Mezzanine","Idhp C8"]
[{"v":2649,"d":"2,649"},"FMES_C108_AHU","Air Handling Unit","Fort Mill Elementary School","TWE042P130B0","R365MC71V","Trane","Mezzanine","Idhp C9"]
[{"v":2651,"d":"2,651"},"FMES_C109_AHU","Air Handling Unit","Fort Mill Elementary School","TWE042P130B0","R3653PK1V","Trane","Mezzanine","Idhp C10"]
[{"v":2653,"d":"2,653"},"FMES_C110_AHU","Air Handling Unit","Fort Mill Elementary School","TWE042P130B0","R383MNC1V","Trane","Mezzanine","Idhp C11"]
[{"v":2655,"d":"2,655"},"FMES_C111_AHU","Air Handling Unit","Fort Mill Elementary School","TWE042P130B0","R3653PH1V","Trane","Mezzanine","Idhp C12"]
[{"v":2657,"d":"2,657"},"FMES_C112_AHU","Air Handling Unit","Fort Mill Elementary School","TWE042P130B0","R383MNR1V","Trane","Mezzanine","Idhp C13"]
[{"v":2659,"d":"2,659"},"FMES_C113_AHU","Air Handling Unit","Fort Mill Elementary School","TWE042P130B0","R3653PM1V","Trane","Mezzanine","Idhp C14"]
[{"v":2661,"d":"2,661"},"FMES_C114_AHU","Air Handling Unit","Fort Mill Elementary School","TWE042P130B0","R39178N1V","Trane","Mezzanine","Idhp C15"]
[{"v":2663,"d":"2,663"},"FMES_C115_AHU","Air Handling Unit","Fort Mill Elementary School","TWE042P130B0","R3918BX1V","Trane","Mezzanine","Idhp C16"]
[{"v":2665,"d":"2,665"},"FMES_C116_AHU","Air Handling Unit","Fort Mill Elementary School","TWE042P130B0","R3745901V","Trane","Mezzanine","Idhp C17"]
[{"v":2667,"d":"2,667"},"FMES_C117_AHU","Air Handling Unit","Fort Mill Elementary School","TWE042P130B0","R3911F21V","Trane","Mezzanine","Idhp C18"]
[{"v":2669,"d":"2,669"},"FMES_C118_AHU","Air Handling Unit","Fort Mill Elementary School","TWE042P130B0","R376BAR1V","Trane","Mezzanine","Idhp C19"]
[{"v":2671,"d":"2,671"},"FMES_C119_AHU","Air Handling Unit","Fort Mill Elementary School","TWE042P130B0","R3746AN1V","Trane","Mezzanine","Idhp C20"]
[{"v":2673,"d":"2,673"},"FMES_C99_AHU","Air Handling Unit","Fort Mill Elementary School","TWE042P130B0","R321MHX1V","Trane","Mezzanine","Idhp C2"]
[{"v":2677,"d":"2,677"},"FMES_D100_AHU","Air Handling Unit","Fort Mill Elementary School","TWE042P130B0","R385SBK1V","Trane","Mezzanine","Idhp D2"]
[{"v":2679,"d":"2,679"},"FMES_D101_AHU","Air Handling Unit","Fort Mill Elementary School","TWE042P130B0","R391XXT1V","Trane","Mezzanine","Idhp D1"]
[{"v":2681,"d":"2,681"},"FMES_D102_AHU","Air Handling Unit","Fort Mill Elementary School","TWE042P130B0","R385SA31V","Trane","Mezzanine","Idhp D4"]
[{"v":2683,"d":"2,683"},"FMES_D103_AHU","Air Handling Unit","Fort Mill Elementary School","TWE042P130B0","R38464F1V","Trane","Mezzanine","Idhp D3"]
[{"v":2685,"d":"2,685"},"FMES_D104_AHU","Air Handling Unit","Fort Mill Elementary School","TWE042P130B0","R375SUJ1V","Trane","Mezzanine","Idhp D6"]
[{"v":2687,"d":"2,687"},"FMES_D105_AHU","Air Handling Unit","Fort Mill Elementary School","TWE042P130B0","R375SUD1V","Trane","Mezzanine","Idhp D5"]
[{"v":2689,"d":"2,689"},"FMES_D106_AHU","Air Handling Unit","Fort Mill Elementary School","TWE042P130B0","R3836CP1V","Trane","Mezzanine","Idhp D8"]
[{"v":2691,"d":"2,691"},"FMES_D107_AHU","Air Handling Unit","Fort Mill Elementary School","TWE042P130B0","R3810261V","Trane","Mezzanine","Idhp D7"]
[{"v":2693,"d":"2,693"},"FMES_D108_AHU","Air Handling Unit","Fort Mill Elementary School","TWE042P130B0","R384S421V","Trane","Mezzanine","Idhp D10"]
[{"v":2695,"d":"2,695"},"FMES_D109_AHU","Air Handling Unit","Fort Mill Elementary School","TWE042P130B0","R3810241V","Trane","Mezzanine","Idhp D9"]
[{"v":2697,"d":"2,697"},"FMES_D110_AHU","Air Handling Unit","Fort Mill Elementary School","TWE042P130B0","R375ST61V","Trane","Mezzanine","Idhp D12"]
[{"v":2699,"d":"2,699"},"FMES_D111_AHU","Air Handling Unit","Fort Mill Elementary School","TWE042P130B0","R383ML71V","Trane","Mezzanine","Idhp D11"]
[{"v":2701,"d":"2,701"},"FMES_D112_AHU","Air Handling Unit","Fort Mill Elementary School","TWE042P130B0","R384S471V","Trane","Mezzanine","Idhp D14"]
[{"v":2703,"d":"2,703"},"FMES_D113_AHU","Air Handling Unit","Fort Mill Elementary School","TWE042P130B0","R3836D41V","Trane","Mezzanine","Idhp D13"]
[{"v":2705,"d":"2,705"},"FMES_D114_AHU","Air Handling Unit","Fort Mill Elementary School","TWE042P130B0","R394CR81V","Trane","Mezzanine","Idhp D16"]
[{"v":2707,"d":"2,707"},"FMES_D115_AHU","Air Handling Unit","Fort Mill Elementary School","TWE042P130B0","R38102X1V","Trane","Mezzanine","Idhp D15"]
[{"v":2710,"d":"2,710"},"FMES_E100_AHU","Air Handling Unit","Fort Mill Elementary School","TWE042P130B0","R4026XL1V","Trane","Mezzanine","Idhp e2"]
[{"v":2712,"d":"2,712"},"FMES_E101_AHU","Air Handling Unit","Fort Mill Elementary School","TWE042P130B0","R4026XR1V","Trane",null,"IDHPE1"]
[{"v":2714,"d":"2,714"},"FMES_E102_AHU","Air Handling Unit","Fort Mill Elementary School","TWE042P130B0","R405WNY1V","Trane","Mezzanine","Idhp e4"]
[{"v":2716,"d":"2,716"},"FMES_E103_AHU","Air Handling Unit","Fort Mill Elementary School","TWE042P130B0","R411RBK1V","Trane","Mezzanine","Idhp e3"]
[{"v":2718,"d":"2,718"},"FMES_E104_AHU","Air Handling Unit","Fort Mill Elementary School","TWE042P130B0","R405WS71V","Trane","Mezzanine","Idhp e6"]
[{"v":2720,"d":"2,720"},"FMES_E105_AHU","Air Handling Unit","Fort Mill Elementary School","TWE042P130B0","R405WSH1V","Trane","Mezzanine","Idhp e5"]
[{"v":2722,"d":"2,722"},"FMES_E106_AHU","Air Handling Unit","Fort Mill Elementary School","TWE042P130B0","R405WS21V","Trane","Mezzanine","Idhp e8"]
[{"v":2724,"d":"2,724"},"FMES_E107_AHU","Air Handling Unit","Fort Mill Elementary School","TWE042P130B0","R405U1E1V","Trane","Mezzanine","Idhp e7"]
[{"v":2726,"d":"2,726"},"FMES_E108_AHU","Air Handling Unit","Fort Mill Elementary School","TWE042P130B0","R405WNW1V","Trane","Mezzanine","Idhp e10"]
[{"v":2728,"d":"2,728"},"FMES_E109_AHU","Air Handling Unit","Fort Mill Elementary School","TWE042P130B0","R405WNM1V","Trane","Mezzanine","Idhp e9"]
[{"v":2730,"d":"2,730"},"FMES_E110_AHU","Air Handling Unit","Fort Mill Elementary School","TWE042P130B0","R411RBB1V","Trane","Mezzanine","Idhp e12"]
[{"v":2732,"d":"2,732"},"FMES_E111_AHU","Air Handling Unit","Fort Mill Elementary School","TWE042P130B0","R405WNK1V","Trane","Mezzanine","Idhp e11"]
[{"v":2746,"d":"2,746"},"FMES_ERV-1_ERU","Energy Recovery Unit","Fort Mill Elementary School","ERV-522S-B-ES","00J06074","Greenheck","Roof","Erv-1"]
[{"v":2747,"d":"2,747"},"FMES_ERV-2_ERU","Energy Recovery Unit","Fort Mill Elementary School","ERV-522S-B-ES","00J06075","Greenheck","Roof","Erv-2"]
[{"v":2748,"d":"2,748"},"FMES_ERV-3_ERU","Energy Recovery Unit","Fort Mill Elementary School","ERV-522S-B-ES","00J07089","Greenheck","Roof","Erv-3"]
[{"v":2636,"d":"2,636"},"FMES_C100_HTP","Heat Pump","Fort Mill Elementary School","TWA036D400A0","Z012RSX4F","Trane","Exterior","Odhp C19\n5lbs 13oz r22"]
[{"v":2638,"d":"2,638"},"FMES_C102_HTP","Heat Pump","Fort Mill Elementary School","TWA036D400A0","R443PWA4F","Trane","Exterior","Odhp C17\n5lbs 13oz r22"]
[{"v":2640,"d":"2,640"},"FMES_C103_HTP","Heat Pump","Fort Mill Elementary School","TWA036D400A0","R444K044F","Trane","Exterior","Odhp C4\n5lbs 13oz r22"]
[{"v":2642,"d":"2,642"},"FMES_C104_HTP","Heat Pump","Fort Mill Elementary School","TWA036D400A0","R464U8H4F","Trane","Exterior","Odhp C15\n5lbs 13oz r22"]
[{"v":2644,"d":"2,644"},"FMES_C105_HTP","Heat Pump","Fort Mill Elementary School","TWA036D400A0","R461L494F","Trane","Exterior","Odhp C6\n5lbs 13oz r22"]
[{"v":2646,"d":"2,646"},"FMES_C106_HTP","Heat Pump","Fort Mill Elementary School","TWA036D400A0","Z051K984F","Trane","Exterior","Odhp C13\n5lbs 13oz r22"]
[{"v":2648,"d":"2,648"},"FMES_C107_HTP","Heat Pump","Fort Mill Elementary School","TWA036D400A0","R464WE04F","Trane","Exterior","Odhp C8\n5lbs 13oz r22"]
[{"v":2650,"d":"2,650"},"FMES_C108_HTP","Heat Pump","Fort Mill Elementary School","TWA036D400A0","Z051K9W4F","Trane","Exterior","Odhp C11\n5lbs 13oz r22"]
[{"v":2652,"d":"2,652"},"FMES_C109_HTP","Heat Pump","Fort Mill Elementary School","TWA036D400A0","R461L3P4F","Trane","Exterior","Odhp C10\n5lbs 13oz r22"]
[{"v":2654,"d":"2,654"},"FMES_C110_HTP","Heat Pump","Fort Mill Elementary School","TWA036D400A0","Z01ZR1H4F","Trane","Exterior","Odhp C9\n5lbs 13oz r22"]
[{"v":2656,"d":"2,656"},"FMES_C111_HTP","Heat Pump","Fort Mill Elementary School","TWA036D400A0","Z051K8F4F","Trane","Exterior","Odhp C12\n5lbs 13oz r22"]
[{"v":2658,"d":"2,658"},"FMES_C112_HTP","Heat Pump","Fort Mill Elementary School","TWA036D400A0","R433P6R4F","Trane","Exterior","Odhp C7\n5lbs 13oz r22"]
[{"v":2660,"d":"2,660"},"FMES_C113_HTP","Heat Pump","Fort Mill Elementary School","TWA036D400A0","R443PY64F","Trane","Exterior","Odhp C14\n5lbs 13oz r22"]
[{"v":2662,"d":"2,662"},"FMES_C114_HTP","Heat Pump","Fort Mill Elementary School","TWA036D400A0","R461LU04F","Trane","Exterior","Odhp C5\n5lbs 13oz r22"]
[{"v":2664,"d":"2,664"},"FMES_C115_HTP","Heat Pump","Fort Mill Elementary School","TWA036D400A0","R433P4L4F","Trane","Exterior","Odhp C16\n5lbs 13oz r22"]
[{"v":2666,"d":"2,666"},"FMES_C116_HTP","Heat Pump","Fort Mill Elementary School","TWA036D400A0","R443PUW4F","Trane","Exterior","Odhp C3\n5lbs 13oz r22"]
[{"v":2668,"d":"2,668"},"FMES_C117_HTP","Heat Pump","Fort Mill Elementary School","TWA036D400A0","R451UM84F","Trane","Exterior","Odhp C18\n5lbs 13oz r22"]
[{"v":2670,"d":"2,670"},"FMES_C118_HTP","Heat Pump","Fort Mill Elementary School","TWA036D400A0","R443PNX4F","Trane","Exterior","Odhp C1\n5lbs 13oz r22"]
[{"v":2672,"d":"2,672"},"FMES_C119_HTP","Heat Pump","Fort Mill Elementary School","TWA036D400A0","R451UPK4F","Trane","Exterior","Odhp C20\n5lbs 13oz r22"]
[{"v":2674,"d":"2,674"},"FMES_C99_HTP","Heat Pump","Fort Mill Elementary School","TWA036D400A0","R1541Y84F","Trane","Exterior","Odhp C2\n5lbs 13oz r22"]
[{"v":2678,"d":"2,678"},"FMES_D100_HTP","Heat Pump","Fort Mill Elementary School","TWA036D400A0","R443P0S4F","Trane","Exterior","Odhp D2\n5lbs 13oz r22"]
[{"v":2680,"d":"2,680"},"FMES_D101_HTP","Heat Pump","Fort Mill Elementary School","TWA036D400A0","R451N574F","Trane","Exterior","Odhp D1\n5lbs 13oz r22"]
[{"v":2682,"d":"2,682"},"FMES_D102_HTP","Heat Pump","Fort Mill Elementary School","TWA036D400A0","Z051K514F","Trane","Exterior","Odhp D4\n5lbs 13oz r22"]
[{"v":2684,"d":"2,684"},"FMES_D103_HTP","Heat Pump","Fort Mill Elementary School","TWA036D400A0","Z051K5J4F","Trane","Exterior","Odhp D3\n5lbs 13oz r22"]
[{"v":2686,"d":"2,686"},"FMES_D104_HTP","Heat Pump","Fort Mill Elementary School","TWA036D400A0","R441PH84F","Trane","Exterior","Odhp D6\n5lbs 13oz r22"]
[{"v":2688,"d":"2,688"},"FMES_D105_HTP","Heat Pump","Fort Mill Elementary School","TWA036D400A0","R443PT84F","Trane","Exterior","Odhp D5\n5lbs 13oz r22"]
[{"v":2690,"d":"2,690"},"FMES_D106_HTP","Heat Pump","Fort Mill Elementary School","TWA036D400A0","Z051K734F","Trane","Exterior","Odhp D8\n5lbs 13oz r22"]
[{"v":2692,"d":"2,692"},"FMES_D107_HTP","Heat Pump","Fort Mill Elementary School","TWA036D400A0","R443PY44F","Trane","Exterior","Odhp D7\n5lbs 13oz r22"]
[{"v":2694,"d":"2,694"},"FMES_D108_HTP","Heat Pump","Fort Mill Elementary School","TWA036D400A0","R443PTT4F","Trane","Exterior","Odhp D10\n5lbs 13oz r22"]
[{"v":2696,"d":"2,696"},"FMES_D109_HTP","Heat Pump","Fort Mill Elementary School","TWA036D400A0","R444K144F","Trane","Exterior","Odhp D9\n5lbs 13oz r22"]
[{"v":2698,"d":"2,698"},"FMES_D110_HTP","Heat Pump","Fort Mill Elementary School","TWA036D400A0","R441PLE4F","Trane","Exterior","Odhp D12\n5lbs 13oz r22"]
[{"v":2700,"d":"2,700"},"FMES_D111_HTP","Heat Pump","Fort Mill Elementary School","TWA036D400A0","R443PLW4F","Trane","Exterior","Odhp D11\n5lbs 13oz r22"]
[{"v":2702,"d":"2,702"},"FMES_D112_HTP","Heat Pump","Fort Mill Elementary School","TWA036D400A0","R441PHR4F","Trane","Exterior","Odhp D14\n5lbs 13oz r22"]
[{"v":2704,"d":"2,704"},"FMES_D113_HTP","Heat Pump","Fort Mill Elementary School","TWA036D400A0","R451UKP4F","Trane","Exterior","Odhp D13\n5lbs 13oz r22"]
[{"v":2706,"d":"2,706"},"FMES_D114_HTP","Heat Pump","Fort Mill Elementary School","TWA036D400A0","R461LY14F","Trane","Exterior","Odhp D16\n5lbs 13oz r22"]
[{"v":2708,"d":"2,708"},"FMES_D115_HTP","Heat Pump","Fort Mill Elementary School","TWA036D400A0","R451UMC4F","Trane","Exterior","Odhp D15\n5lbs 13oz r22"]
[{"v":2711,"d":"2,711"},"FMES_E100_HTP","Heat Pump","Fort Mill Elementary School","TWA036D400A0","Z012R154F","Trane","Exterior","Odhp E2\n5lbs 13oz r22"]
[{"v":2713,"d":"2,713"},"FMES_E101_HTP","Heat Pump","Fort Mill Elementary School","TWA036D400A0","Z0932WN4F","Trane","Exterior","Odhp E1\n5lbs 13oz r22"]
[{"v":2715,"d":"2,715"},"FMES_E102_HTP","Heat Pump","Fort Mill Elementary School","TWA036D400A0","Z093YPG4F","Trane","Exterior","Odhp E4\n5lbs 13oz r22"]
[{"v":2717,"d":"2,717"},"FMES_E103_HTP","Heat Pump","Fort Mill Elementary School","TWA036D400A0","Z0936HR4F","Trane","Exterior","Odhp E3\n5lbs 13oz r22"]
[{"v":2719,"d":"2,719"},"FMES_E104_HTP","Heat Pump","Fort Mill Elementary School","TWA036D400A0","Z093L4X4F","Trane","Exterior","Odhp E6\n5lbs 13oz r22"]
[{"v":2721,"d":"2,721"},"FMES_E105_HTP","Heat Pump","Fort Mill Elementary School","TWA036D400A0","Z093L124F","Trane","Exterior","Odhp E5\n5lbs 13oz r22"]
[{"v":2723,"d":"2,723"},"FMES_E106_HTP","Heat Pump","Fort Mill Elementary School","TWA036D400A0","Z0936JG4F","Trane","Exterior","Odhp E8\n5lbs 13oz r22"]
[{"v":2725,"d":"2,725"},"FMES_E107_HTP","Heat Pump","Fort Mill Elementary School","TWA036D400A0","Z0936FT4F","Trane","Exterior","Odhp E7\n5lbs 13oz r22"]
[{"v":2727,"d":"2,727"},"FMES_E108_HTP","Heat Pump","Fort Mill Elementary School","TWA036D400A0","Z093YPM4F","Trane","Exterior","Odhp E10\n5lbs 13oz r22"]
[{"v":2729,"d":"2,729"},"FMES_E109_HTP","Heat Pump","Fort Mill Elementary School","TWA036D400A0","R443PS54F","Trane","Exterior","Odhp E9\n5lbs 13oz r22"]
[{"v":2731,"d":"2,731"},"FMES_E110_HTP","Heat Pump","Fort Mill Elementary School","TWA036D400A0","Z093YPK4F","Trane","Exterior","Odhp E12\n5lbs 13oz r22"]
[{"v":2733,"d":"2,733"},"FMES_E111_HTP","Heat Pump","Fort Mill Elementary School","TWA036D400A0","Z0855XE4F","Trane","Exterior","Odhp E11\n5lbs 13oz r22"]
[{"v":2765,"d":"2,765"},"FMES_MOD-22_PAC","Package Unit","Fort Mill Elementary School","WH361-A00RX4XXQ","125F991351891-02","Bard Manufacturing Company, Inc.","Portable","R22 107 oz"]
[{"v":2766,"d":"2,766"},"FMES_MOD-23_PAC","Package Unit","Fort Mill Elementary School","WH361-A00RX4XXQ","125F991351884-02","Bard Manufacturing Company, Inc.","Portable","R22 107 oz"]
[{"v":2624,"d":"2,624"},"FMES_A-CORRIDOR_RTU","Rooftop Package AC Unit","Fort Mill Elementary School","WFH090C400BC","R39100021D","Trane","Roof","14.3lbs r22\nSphp a6"]
[{"v":2625,"d":"2,625"},"FMES_A100GYM_RTU","Rooftop Package AC Unit","Fort Mill Elementary School","WFH090C400BC","R39100027D","Trane","Roof","14.3lbs r22\nSphp a3"]
[{"v":2626,"d":"2,626"},"FMES_ADMIN_RTU","Rooftop Package AC Unit","Fort Mill Elementary School","WCD0600C400BD","R38104358D","Trane","Roof","9.2lbs r22\nSphp b3"]
[{"v":2628,"d":"2,628"},"FMES_ARTLAB_RTU","Rooftop Package AC Unit","Fort Mill Elementary School","WCD0480C400BD","R38104397D","Trane","Roof","7.6lbs r22\nSphp b7"]
[{"v":2630,"d":"2,630"},"FMES_B108_RTU","Rooftop Package AC Unit","Fort Mill Elementary School","WCD048C400BC","R38104381D","Trane","Roof","7.6lbs r22\nSphp b5"]
[{"v":2631,"d":"2,631"},"FMES_B109_RTU","Rooftop Package AC Unit","Fort Mill Elementary School","WCD0480C400BD","R38104393D","Trane","Roof","7.6lbs r22\nSphp b8"]
[{"v":2632,"d":"2,632"},"FMES_B110_RTU","Rooftop Package AC Unit","Fort Mill Elementary School","WCD0480C400BD","R38104354D","Trane","Roof","7.6lbs r22\nSphp b4"]
[{"v":2675,"d":"2,675"},"FMES_CAFETERIA-1_RTU","Rooftop Package AC Unit","Fort Mill Elementary School","WCD180B40AEA","R39100717D","Trane","Roof","12.3lbs r22\n12.3lbs r22\nSphp A4"]
[{"v":2676,"d":"2,676"},"FMES_CAFETERIA-2_RTU","Rooftop Package AC Unit","Fort Mill Elementary School","WCD180B40AEA","R39100631D","Trane","Roof","12.3lbs r22\n12.3lbs r22\nSphp A5"]
[{"v":2762,"d":"2,762"},"FMES_KITCHEN_RTU","Rooftop Package AC Unit","Fort Mill Elementary School","WFH090C400BC","R39100091D","Trane","Roof","14.3lbs r22\nSphp a1"]
[{"v":2767,"d":"2,767"},"FMES_MUSIC_RTU","Rooftop Package AC Unit","Fort Mill Elementary School","WCD0480C400BD","R38104373D","Trane","Roof","7.6lbs r22\nSphp b9"]
[{"v":2769,"d":"2,769"},"FMES_OFFICE_RTU","Rooftop Package AC Unit","Fort Mill Elementary School","WCD036C400BC","R38104350D","Trane","Roof","7.10lbs r22\nSphp b1"]
[{"v":2772,"d":"2,772"},"FMES_PRINCIPAL _RTU","Rooftop Package AC Unit","Fort Mill Elementary School","WCD0480C400BD","R38104389D","Trane","Roof","7.6lbs r22\nSphp b2"]
[{"v":2775,"d":"2,775"},"FMES_READINGROOM_RTU","Rooftop Package AC Unit","Fort Mill Elementary School","WCD240B40AEB","R39100648D","Trane","Roof","18lbs r22\n18lbs r22\nSphp b6"]
[{"v":2784,"d":"2,784"},"FMES_STAGEAREA_RTU","Rooftop Package AC Unit","Fort Mill Elementary School","WCD0480C400BD","R38104366D","Trane","Roof","7.6lbs r22\nSphp A2"]
[{"v":2814,"d":"2,814"},"FMHS_AUDITORIUM_AHU","Air Handling Unit","Fort Mill High School","FB4CNF048","1912A85956","Carrier","Basement"]
[{"v":2230,"d":"2,230"},"FMHS_BLR_001","Boiler","Fort Mill High School","211A-15+W/S-1","211A 9775-0594","Peerless Boiler","Mechanical Room at loading dock"]
[{"v":2445,"d":"2,445"},"FMHS_ERU_001","Energy Recovery Unit","Fort Mill High School","PV-W5P-WPR","66596","Munters","Roof","ERV-1"]
[{"v":1873,"d":"1,873"},"FMHS_HTP_002","Heat Pump","Fort Mill High School","GPH1360M41CA","1411125427","Goodman"]
[{"v":2815,"d":"2,815"},"FMHS_AUDITORIUM_HTP","Heat Pump","Fort Mill High School","25HBC348A600","1212E12522","Carrier","Outside"]
[{"v":1871,"d":"1,871"},"FMHS_HET_001","Heater","Fort Mill High School","J624T4","002913","Hubbell","Kitchen","Booster Heater for dishwasher"]
[{"v":3111,"d":"3,111"},"01-FMHS","HVAC","Fort Mill High School",{"$nulls":3},"Gym Side"]
[{"v":1930,"d":"1,930"},"FMHS_PAC_001","Package Unit","Fort Mill High School","TCH600A40Z0B2KA100C0E00HJ000300","C09D14115","Trane","Outside between gym and B Wing"]
[{"v":1931,"d":"1,931"},"FMHS_PAC_002","Package Unit","Fort Mill High School","YCH600A4RZ0B2JC100C0E00HJ0000P0","C09D14117","Trane","Outside between gym and B Wing","DHS-1"]
[{"v":1932,"d":"1,932"},"FMHS_PAC_003","Package Unit","Fort Mill High School","TCH600A40Z0B2KA100C0E00HJ000300","C09D14116","Trane","Outside between gym and B Wing"]
[{"v":2256,"d":"2,256"},"FMHS_CPMP_001","Pump, Circulator","Fort Mill High School","SERIES PR AB","102208LF","Bell & Gossett","R320-Janitor"]
[{"v":2257,"d":"2,257"},"FMHS_CPMP_002","Pump, Circulator","Fort Mill High School","SERIES PR AB","102208LF","Bell & Gossett","D-103B-Storage"]
[{"v":1872,"d":"1,872"},"FMHS_HPMP_001","Pump, Horizontal","Fort Mill High School",{"$nulls":3},"Mechanical Room at loading dock"]
[{"v":1885,"d":"1,885"},"FMHS_KITCHEN-1_RTU","Rooftop Package AC Unit","Fort Mill High School","WSC060E4RBA11VM","921101288L","Trane","Roof","KIT-2"]
[{"v":1886,"d":"1,886"},"FMHS_KITCHEN-2_RTU","Rooftop Package AC Unit","Fort Mill High School","WSC060E4RBA11VM","921101300L","Trane","Roof","KIT-1"]
[{"v":1887,"d":"1,887"},"FMHS_KITCHENOFFICE_RTU","Rooftop Package AC Unit","Fort Mill High School","4WCC3024A1000AA","911H7J9H","Trane","Roof","KIT/Office"]
[{"v":1888,"d":"1,888"},"FMHS_LOCKER_RTU","Rooftop Package AC Unit","Fort Mill High School","50TCQA06A2A6A0A0A0A0","1111G20341","Carrier","Roof"]
[{"v":1889,"d":"1,889"},"FMHS_LR_RTU","Rooftop Package AC Unit","Fort Mill High School","WSC060E4REA14A00000000100","121410033L","Trane","Roof","RTU-101"]
[{"v":1890,"d":"1,890"},"FMHS_MATHOFFICE_RTU","Rooftop Package AC Unit","Fort Mill High School","4WCC3024A1000AA","121312284L","Trane","Roof","RTU-60"]
[{"v":1911,"d":"1,911"},"FMHS_NEW-MC-A_RTU","Rooftop Package AC Unit","Fort Mill High School","NO TAG","NO TAG","Trane","Roof"]
[{"v":1912,"d":"1,912"},"FMHS_NEW-MC-B_RTU","Rooftop Package AC Unit","Fort Mill High School","NO TAG","NO TAG","Trane","Roof"]
[{"v":1913,"d":"1,913"},"FMHS_OFFICE-RR_RTU","Rooftop Package AC Unit","Fort Mill High School","WSC048E4RBAOPA0000000100","925101002L","Trane","Roof"]
[{"v":1914,"d":"1,914"},"FMHS_OFFICE_RTU","Rooftop Package AC Unit","Fort Mill High School","THC036E4RBA12RO","917101878L","Trane","Roof","GUIDANCE"]
[{"v":1915,"d":"1,915"},"FMHS_OLD-MC-A_RTU","Rooftop Package AC Unit","Fort Mill High School","4WCC3024A1000AA","121211741L","Trane","Roof","RTU-36"]
[{"v":1916,"d":"1,916"},"FMHS_OLD-MC-B_RTU","Rooftop Package AC Unit","Fort Mill High School","4WCC3024A1000AA","121411358L","Trane","Roof","RTU-56"]
[{"v":1917,"d":"1,917"},"FMHS_OLD-MC-C_RTU","Rooftop Package AC Unit","Fort Mill High School","50SZ-024-301TP","1507G41651","Carrier","Roof"]
[{"v":1918,"d":"1,918"},"FMHS_OLD-MC-D_RTU","Rooftop Package AC Unit","Fort Mill High School","WSC048E4RBAOPA0000000100","925101142L","Trane","Roof"]
[{"v":1919,"d":"1,919"},"FMHS_OLD-MC-E_RTU","Rooftop Package AC Unit","Fort Mill High School","WSC036E4RBA14A","121411745L","Trane","Roof","RTU-47"]
[{"v":1972,"d":"1,972"},"FMHS_R101_RTU","Rooftop Package AC Unit","Fort Mill High School","THC048E4RBA12RO","917102098L","Trane","Roof","E-110"]
[{"v":1973,"d":"1,973"},"FMHS_R102_RTU","Rooftop Package AC Unit","Fort Mill High School","THC048E4RBA12RO","917102138L","Trane","Roof","E-111"]
[{"v":1974,"d":"1,974"},"FMHS_R103_RTU","Rooftop Package AC Unit","Fort Mill High School","THC048E4RBA12RO","918100793L","Trane","Roof","E-108"]
[{"v":1975,"d":"1,975"},"FMHS_R105_RTU","Rooftop Package AC Unit","Fort Mill High School","THC048E4RBA12RO","917101888L","Trane","Roof","E-106"]
[{"v":1976,"d":"1,976"},"FMHS_R106_RTU","Rooftop Package AC Unit","Fort Mill High School","THC048E4RBA12RO","917101818L","Trane","Roof","E-109"]
[{"v":1977,"d":"1,977"},"FMHS_R107_RTU","Rooftop Package AC Unit","Fort Mill High School","THC048E4RBA12RO","918100648L","Trane","Roof","E-104"]
[{"v":1978,"d":"1,978"},"FMHS_R108_RTU","Rooftop Package AC Unit","Fort Mill High School","WSC048E4RBAOPA0000000100","925101238L","Trane","Roof"]
[{"v":1979,"d":"1,979"},"FMHS_R110_RTU","Rooftop Package AC Unit","Fort Mill High School","THC048E4RBA12RO","917102000L","Trane","Roof","E-107"]
[{"v":1980,"d":"1,980"},"FMHS_R112_RTU","Rooftop Package AC Unit","Fort Mill High School","THC048E4RBA12RO","917101820L","Trane","Roof","E-105"]
[{"v":1981,"d":"1,981"},"FMHS_R114_RTU","Rooftop Package AC Unit","Fort Mill High School","THC048E4RBA12RO","9171019981L","Trane","Roof","E-103"]
[{"v":1982,"d":"1,982"},"FMHS_R116_RTU","Rooftop Package AC Unit","Fort Mill High School","THC048E4RBA12RO","917102014","Trane","Roof"]
[{"v":1983,"d":"1,983"},"FMHS_R117_RTU","Rooftop Package AC Unit","Fort Mill High School","THC048E4RBA12RO","917102042L","Trane","Roof","R-102"]
[{"v":1984,"d":"1,984"},"FMHS_R118_RTU","Rooftop Package AC Unit","Fort Mill High School","THC036E4RBA12RO","917101892L","Trane","Roof","R-100"]
[{"v":1985,"d":"1,985"},"FMHS_R119_RTU","Rooftop Package AC Unit","Fort Mill High School","THC048E4RBA12RO","917102054L","Trane","Roof","R-100"]
[{"v":1986,"d":"1,986"},"FMHS_R201_RTU","Rooftop Package AC Unit","Fort Mill High School","THC048E4RBA12R0","917102126L","Trane","Roof","D-107"]
[{"v":1987,"d":"1,987"},"FMHS_R202_RTU","Rooftop Package AC Unit","Fort Mill High School","THC048E4RBA12R0","917102070L","Trane","Roof","D-106"]
[{"v":1988,"d":"1,988"},"FMHS_R203_RTU","Rooftop Package AC Unit","Fort Mill High School","THC048E4RBA12R0","917101832L","Trane","Roof","D-105"]
[{"v":1989,"d":"1,989"},"FMHS_R204_RTU","Rooftop Package AC Unit","Fort Mill High School","THC048E4RBA12R0","917102056L","Trane","Roof"]
[{"v":1990,"d":"1,990"},"FMHS_R205_RTU","Rooftop Package AC Unit","Fort Mill High School","THC048E4RBA12R0","917102140L","Trane","Roof","D-103"]
[{"v":1991,"d":"1,991"},"FMHS_R207_RTU","Rooftop Package AC Unit","Fort Mill High School","THC048E4RBA12R0","917101930L","Trane","Roof","D-101"]
[{"v":1992,"d":"1,992"},"FMHS_R216_RTU","Rooftop Package AC Unit","Fort Mill High School","WSC048E4RBAOPA0000000100","121410111L","Trane","Roof","RTU-25"]
[{"v":1993,"d":"1,993"},"FMHS_R300_RTU","Rooftop Package AC Unit","Fort Mill High School","THC060E4RBA12RO","917102068","Trane","Roof","ART-128"]
[{"v":1994,"d":"1,994"},"FMHS_R308_RTU","Rooftop Package AC Unit","Fort Mill High School","THC060E4RBA12RO","917102096L","Trane","Roof","B-103"]
[{"v":1995,"d":"1,995"},"FMHS_R310_RTU","Rooftop Package AC Unit","Fort Mill High School","THC060E4RBA12RO","917102082L","Trane","Roof","B-105"]
[{"v":1996,"d":"1,996"},"FMHS_R312_RTU","Rooftop Package AC Unit","Fort Mill High School","THC060E4RBA12RO","917102012L","Trane","Roof","B-107"]
[{"v":1997,"d":"1,997"},"FMHS_R313_RTU","Rooftop Package AC Unit","Fort Mill High School","WCD048C400BD","R28105313D","Trane","Roof","RTU-16"]
[{"v":1998,"d":"1,998"},"FMHS_R314_RTU","Rooftop Package AC Unit","Fort Mill High School","THC060E4RBA12RO","917102026L","Trane","Roof","B-109"]
[{"v":1999,"d":"1,999"},"FMHS_R315_RTU","Rooftop Package AC Unit","Fort Mill High School","WCD048C400BD","R29100861D","Trane","Roof","RTU-15"]
[{"v":2000,"d":"2,000"},"FMHS_R317_RTU","Rooftop Package AC Unit","Fort Mill High School","WCD048C400BD","R28105317D","Trane","Roof","RTU-14"]
[{"v":2001,"d":"2,001"},"FMHS_R321_RTU","Rooftop Package AC Unit","Fort Mill High School","WCD036C400BC","R29100851D","Trane","Roof","RTU-13"]
[{"v":2002,"d":"2,002"},"FMHS_R322_RTU","Rooftop Package AC Unit","Fort Mill High School","WCD060C400BD","R29100938D","Trane","Roof","RTU-21"]
[{"v":2003,"d":"2,003"},"FMHS_R324_RTU","Rooftop Package AC Unit","Fort Mill High School","WCD060C400BD","R29100899D","Trane","Roof","RTU-20"]
[{"v":2004,"d":"2,004"},"FMHS_R326_RTU","Rooftop Package AC Unit","Fort Mill High School","WCD060C400BD","R29100967D","Trane","Roof","RTU-19"]
[{"v":2005,"d":"2,005"},"FMHS_R328_RTU","Rooftop Package AC Unit","Fort Mill High School","WCD060C400BD","R29100870D","Trane","Roof","RTU-18"]
[{"v":2006,"d":"2,006"},"FMHS_R330_RTU","Rooftop Package AC Unit","Fort Mill High School","WCD060C400BD","R29100976D","Trane","Roof","RTU-17"]
[{"v":2007,"d":"2,007"},"FMHS_R331_RTU","Rooftop Package AC Unit","Fort Mill High School","WCD048C400BD","R28105305D","Trane","Roof","RTU-12"]
[{"v":2008,"d":"2,008"},"FMHS_R332_RTU","Rooftop Package AC Unit","Fort Mill High School","WCD150B400EA","R29101776D","Trane","Roof","RTU-10"]
[{"v":2009,"d":"2,009"},"FMHS_R333_RTU","Rooftop Package AC Unit","Fort Mill High School","WCD048C400BD","R29100890L","Trane","Roof","RTU-11"]
[{"v":2010,"d":"2,010"},"FMHS_R350_RTU","Rooftop Package AC Unit","Fort Mill High School","THC048E4RBA12RO","917101874L","Trane","Roof"]
[{"v":2011,"d":"2,011"},"FMHS_R400_RTU","Rooftop Package AC Unit","Fort Mill High School","THC036E4RBA12RO","917101864L","Trane","Roof","C-101"]
[{"v":2012,"d":"2,012"},"FMHS_R401_RTU","Rooftop Package AC Unit","Fort Mill High School","THC048E4RBA12RO","917101958L","Trane","Roof","C-100"]
[{"v":2013,"d":"2,013"},"FMHS_R402_RTU","Rooftop Package AC Unit","Fort Mill High School","THC048E4RBA12RO","917101944L","Trane","Roof","C-103"]
[{"v":2014,"d":"2,014"},"FMHS_R403_RTU","Rooftop Package AC Unit","Fort Mill High School","THC048E4RBA12RO","917101972L","Trane","Roof","C-102"]
[{"v":2015,"d":"2,015"},"FMHS_R404_RTU","Rooftop Package AC Unit","Fort Mill High School","THC048E4RBA12RO","917101916L","Trane","Roof","C-105"]
[{"v":2016,"d":"2,016"},"FMHS_R405_RTU","Rooftop Package AC Unit","Fort Mill High School","THC048E4RBA12RO","917102028L","Trane","Roof","C-104"]
[{"v":2017,"d":"2,017"},"FMHS_R406_RTU","Rooftop Package AC Unit","Fort Mill High School","THC048E4RBA12RO","917101834L","Trane","Roof","C-107"]
[{"v":2018,"d":"2,018"},"FMHS_R407_RTU","Rooftop Package AC Unit","Fort Mill High School","THC048E4RBA12RO","917101860L","Trane","Roof","C-106"]
[{"v":2019,"d":"2,019"},"FMHS_R408_RTU","Rooftop Package AC Unit","Fort Mill High School","THC048E4RBA12RO","917101986L","Trane","Roof","C-109"]
[{"v":2020,"d":"2,020"},"FMHS_R409_RTU","Rooftop Package AC Unit","Fort Mill High School","THC048E4RBA12RO","917101902L","Trane","Roof","C-108"]
[{"v":2021,"d":"2,021"},"FMHS_R410_RTU","Rooftop Package AC Unit","Fort Mill High School","WCD048C400BD","R28105321D","Trane","Roof","RTU-9"]
[{"v":2022,"d":"2,022"},"FMHS_R412_RTU","Rooftop Package AC Unit","Fort Mill High School","WCD048C400BD","R28105325D","Trane","Roof","RTU-8"]
[{"v":2023,"d":"2,023"},"FMHS_R413_RTU","Rooftop Package AC Unit","Fort Mill High School","THC048E4RBA12RO","917101846L","Trane","Roof","C-110"]
[{"v":2024,"d":"2,024"},"FMHS_R415_RTU","Rooftop Package AC Unit","Fort Mill High School","WCD048C400BD","R28105282D","Trane","Roof","RTU-5"]
[{"v":2025,"d":"2,025"},"FMHS_R417_RTU","Rooftop Package AC Unit","Fort Mill High School","WCD048C400BD","R28105301D","Trane","Roof","RTU-4"]
[{"v":2026,"d":"2,026"},"FMHS_R418_RTU","Rooftop Package AC Unit","Fort Mill High School","WCD048C400BD","R28105309D","Trane","Roof","RTU-7"]
[{"v":2027,"d":"2,027"},"FMHS_R419_RTU","Rooftop Package AC Unit","Fort Mill High School","WCD048C400BD","R28105298D","Trane","Roof","RTU-3"]
[{"v":2028,"d":"2,028"},"FMHS_R420_RTU","Rooftop Package AC Unit","Fort Mill High School","WCD048C400BD","R28105286D","Trane","Roof","RTU-6"]
[{"v":2029,"d":"2,029"},"FMHS_R423_RTU","Rooftop Package AC Unit","Fort Mill High School","WCD048C400BD","R28105290D","Trane","Roof","RTU-2"]
[{"v":2030,"d":"2,030"},"FMHS_R425_RTU","Rooftop Package AC Unit","Fort Mill High School","WCD048C400BD","R28105294D","Trane","Roof","RTU-1"]
[{"v":2064,"d":"2,064"},"FMHS_RTU-1_RTU","Rooftop Package AC Unit","Fort Mill High School","SXHLF2040N36A5DD6011A0C000000N0T078600","C15C01648","Trane","Roof","RTU-1-2OT"]
[{"v":2065,"d":"2,065"},"FMHS_RTU-2_RTU","Rooftop Package AC Unit","Fort Mill High School","SXHLF2040N36A5DD6011A0C000000N0T078600","C15C01647","Trane","Roof","RTU-2-2OT"]
[{"v":2066,"d":"2,066"},"FMHS_RTU_0140","Rooftop Package AC Unit","Fort Mill High School","TSC092E4RGA12R1","917101914L","Trane","Roof","DHS-1"]
[{"v":2067,"d":"2,067"},"FMHS_RTU_0143","Rooftop Package AC Unit","Fort Mill High School","THC048E4RBA12RO","917102112L","Trane","Roof","Corridor-278"]
[{"v":2068,"d":"2,068"},"FMHS_RTU_0151","Rooftop Package AC Unit","Fort Mill High School","TSC092E4RGA12R1","917101928L","Trane","Roof","DHS-2"]
[{"v":2069,"d":"2,069"},"FMHS_RTU_0165","Rooftop Package AC Unit","Fort Mill High School","WCC120B400EN","R29101759D","Trane","Roof"]
[{"v":2070,"d":"2,070"},"FMHS_RTU_0166","Rooftop Package AC Unit","Fort Mill High School","WCD060C400BD","R29100957D","Trane","Roof"]
[{"v":2071,"d":"2,071"},"FMHS_RTU_017","Rooftop Package AC Unit","Fort Mill High School","50HJQ006-621","3404G11686","Carrier","Roof"]
[{"v":2072,"d":"2,072"},"FMHS_RTU_018","Rooftop Package AC Unit","Fort Mill High School","DCG0902104BXXXAC","1605362389","Daikin","Roof"]
[{"v":2073,"d":"2,073"},"FMHS_RTU_0184","Rooftop Package AC Unit","Fort Mill High School","WCD060C400BD","R29100918D","Trane","Roof","F_OFFICE_RTU_25"]
[{"v":2074,"d":"2,074"},"FMHS_RTU_0185","Rooftop Package AC Unit","Fort Mill High School","WSC060A4REA0D0001A100000","208100435L","Trane","Roof","F_105D_RTU_24D"]
[{"v":2075,"d":"2,075"},"FMHS_RTU_0186","Rooftop Package AC Unit","Fort Mill High School","WCD120B400EB","R29101794D","Trane","Roof","F_105_RTU_24"]
[{"v":2076,"d":"2,076"},"FMHS_RTU_0187","Rooftop Package AC Unit","Fort Mill High School","NO TAG","NO TAG","Trane","Roof","C_206_RTU_04"]
[{"v":2077,"d":"2,077"},"FMHS_RTU_0188","Rooftop Package AC Unit","Fort Mill High School","WSC048A4REA01A0000000","Z25100514L","Trane","Roof","C_207_RTU_3"]
[{"v":2078,"d":"2,078"},"FMHS_RTU_0189","Rooftop Package AC Unit","Fort Mill High School","NO TAG","NO TAG","Trane","Roof","C_209_RTU_2"]
[{"v":2079,"d":"2,079"},"FMHS_RTU_0190","Rooftop Package AC Unit","Fort Mill High School","NO TAG","NO TAG","Trane","Roof","C_211_RTU_1"]
[{"v":2080,"d":"2,080"},"FMHS_RTU_080","Rooftop Package AC Unit","Fort Mill High School","50TCQA06A2A6A0A0A0A0","2911C75754","Carrier","Roof"]
[{"v":2081,"d":"2,081"},"FMHS_RTU_081","Rooftop Package AC Unit","Fort Mill High School","WSC048E4RBA16A0000000100","121410195L","Trane","Roof","RTU-104"]
[{"v":2082,"d":"2,082"},"FMHS_RTU_082","Rooftop Package AC Unit","Fort Mill High School","4WCC3024A1000AA","121312137L","Trane","Roof"]
[{"v":2083,"d":"2,083"},"FMHS_RTU_086","Rooftop Package AC Unit","Fort Mill High School","TSC048E4RMA11BZ","909100183L","Trane","Roof","RTU-1"]
[{"v":2084,"d":"2,084"},"FMHS_RTU_087","Rooftop Package AC Unit","Fort Mill High School","WSC060E4REA14A0000000000100","121412468L","Trane","Roof","RTU-110"]
[{"v":2085,"d":"2,085"},"FMHS_RTU_088","Rooftop Package AC Unit","Fort Mill High School","WCD180B400EA","P35103047D","Trane","Roof"]
[{"v":2086,"d":"2,086"},"FMHS_RTU_089","Rooftop Package AC Unit","Fort Mill High School","WSC090E4RGA0BA00000000100","121411753L","Trane","Roof","RTU-117"]
[{"v":2093,"d":"2,093"},"FMHS_SSOFFICE_RTU","Rooftop Package AC Unit","Fort Mill High School","4WCC3024A1000AA","121411328L","Trane","Roof","RTU-41"]
[{"v":2106,"d":"2,106"},"FMHS_STAGE_RTU","Rooftop Package AC Unit","Fort Mill High School","TSC048E4RBA12RO","917102084L","Trane","Roof","STAGE"]
[{"v":2109,"d":"2,109"},"FMHS_STUDIOLAB_RTU","Rooftop Package AC Unit","Fort Mill High School","WCD036C400BC","P27100019D","Trane","Roof"]
[{"v":2191,"d":"2,191"},"FMHS_B120_RTU","Rooftop Package AC Unit","Fort Mill High School","WSC048E4RBAOPA0000000100","925100974L","Trane","Roof"]
[{"v":2192,"d":"2,192"},"FMHS_B122_RTU","Rooftop Package AC Unit","Fort Mill High School","WSC048E4RBAOPA0000000100","925101168L","Trane","Roof"]
[{"v":2193,"d":"2,193"},"FMHS_B127_RTU","Rooftop Package AC Unit","Fort Mill High School","WSC048E4RBAOPA0000000100","121410021L","Trane","Roof","RTU-23"]
[{"v":2194,"d":"2,194"},"FMHS_B128_RTU","Rooftop Package AC Unit","Fort Mill High School","WSC048E4RBAOPA0000000100","121412568L","Trane","Roof","RTU-20"]
[{"v":2195,"d":"2,195"},"FMHS_B130_RTU","Rooftop Package AC Unit","Fort Mill High School","WSC048E4RBAOPA0000000100","121412556L","Trane","Roof","RTU-21"]
[{"v":2196,"d":"2,196"},"FMHS_B132_RTU","Rooftop Package AC Unit","Fort Mill High School","WSC048E4RBAOPA0000000100","121410009L","Trane","Roof"]
[{"v":2197,"d":"2,197"},"FMHS_B201_RTU","Rooftop Package AC Unit","Fort Mill High School","WSC048E4RBAOPA0000000100","925101030L","Trane","Roof"]
[{"v":2198,"d":"2,198"},"FMHS_B202_RTU","Rooftop Package AC Unit","Fort Mill High School","WCD036C400BC","P27100136D","Trane","Roof"]
[{"v":2199,"d":"2,199"},"FMHS_B203_RTU","Rooftop Package AC Unit","Fort Mill High School","WSC048E4RBAOPA0000000100","925101196L","Trane","Roof"]
[{"v":2200,"d":"2,200"},"FMHS_B204_RTU","Rooftop Package AC Unit","Fort Mill High School","WCD036C400BC","P28101068D","Trane","Roof"]
[{"v":2201,"d":"2,201"},"FMHS_B205_RTU","Rooftop Package AC Unit","Fort Mill High School","WSC048E4RBAOPA0000000100","925101210L","Trane","Roof"]
[{"v":2202,"d":"2,202"},"FMHS_B206_RTU","Rooftop Package AC Unit","Fort Mill High School","WCD036C400BC","P27100028D","Trane","Roof"]
[{"v":2203,"d":"2,203"},"FMHS_B207_RTU","Rooftop Package AC Unit","Fort Mill High School","WSC048E4RBAOPA0000000100","925100988L","Trane","Roof"]
[{"v":2204,"d":"2,204"},"FMHS_B209_RTU","Rooftop Package AC Unit","Fort Mill High School","WSC048E4RBAOPA0000000100","925101086L","Trane","Roof"]
[{"v":2205,"d":"2,205"},"FMHS_B211_RTU","Rooftop Package AC Unit","Fort Mill High School","WSC036E4RBA007P","121411014L","Trane","Roof","RTU-58"]
[{"v":2206,"d":"2,206"},"FMHS_B213_RTU","Rooftop Package AC Unit","Fort Mill High School","WSC048E4RBAOPA0000000100","925101224L","Trane","Roof"]
[{"v":2207,"d":"2,207"},"FMHS_B215_RTU","Rooftop Package AC Unit","Fort Mill High School","WSC048E4RBAOPA0000000100","925101128L","Trane","Roof"]
[{"v":2208,"d":"2,208"},"FMHS_B216_RTU","Rooftop Package AC Unit","Fort Mill High School","WSC048E4RBAOPA0000000100","121410147L","Trane","Roof","RTU-27"]
[{"v":2209,"d":"2,209"},"FMHS_B218_RTU","Rooftop Package AC Unit","Fort Mill High School","WSC048E4RBAOPA0000000100","925100942L","Trane","Roof"]
[{"v":2210,"d":"2,210"},"FMHS_B219_RTU","Rooftop Package AC Unit","Fort Mill High School","WSC048E4RBAOPA0000000100","925101100L","Trane","Roof"]
[{"v":2211,"d":"2,211"},"FMHS_B221_RTU","Rooftop Package AC Unit","Fort Mill High School","WSC048E4RBAOPA0000000100","925101072L","Trane","Roof"]
[{"v":2212,"d":"2,212"},"FMHS_B227_RTU","Rooftop Package AC Unit","Fort Mill High School","WSC048E4RBAOPA0000000100","121410123L","Trane","Roof","RTU-29"]
[{"v":2213,"d":"2,213"},"FMHS_B229_RTU","Rooftop Package AC Unit","Fort Mill High School","WSC048E4RBAOPA0000000100","121410063L","Trane","Roof","RTU-31"]
[{"v":2214,"d":"2,214"},"FMHS_B231_RTU","Rooftop Package AC Unit","Fort Mill High School","WSC048E4RBAOPA0000000100","121410075L","Trane","Roof","RTU-31"]
[{"v":2215,"d":"2,215"},"FMHS_B312_RTU","Rooftop Package AC Unit","Fort Mill High School","50TFQ005-A-611","3706G10667","Carrier","Roof"]
[{"v":2216,"d":"2,216"},"FMHS_B314_RTU","Rooftop Package AC Unit","Fort Mill High School","WSC048E4RBAOPA0000000100","925101044L","Trane","Roof"]
[{"v":2217,"d":"2,217"},"FMHS_B316_RTU","Rooftop Package AC Unit","Fort Mill High School","WSC048E4RBAOPA0000000100","925101252L","Trane","Roof"]
[{"v":2218,"d":"2,218"},"FMHS_B318_RTU","Rooftop Package AC Unit","Fort Mill High School","WSC048E4RBAOPA0000000100","925101016L","Trane","Roof"]
[{"v":2219,"d":"2,219"},"FMHS_B322_RTU","Rooftop Package AC Unit","Fort Mill High School","WSC048E4RBAOPA0000000100","121410159L","Trane","Roof","RTU-24"]
[{"v":2220,"d":"2,220"},"FMHS_B324_RTU","Rooftop Package AC Unit","Fort Mill High School","WSC048E4RBAOPA0000000100","121410135L","Trane","Roof","RTU-26"]
[{"v":2221,"d":"2,221"},"FMHS_B326_RTU","Rooftop Package AC Unit","Fort Mill High School","WSC048E4RBAOPA0000000100","121410087L","Trane","Roof","RTU-28"]
[{"v":2231,"d":"2,231"},"FMHS_C101_RTU","Rooftop Package AC Unit","Fort Mill High School","WCX042G300BB","53921ET1H","Trane","Roof"]
[{"v":2232,"d":"2,232"},"FMHS_C102_RTU","Rooftop Package AC Unit","Fort Mill High School","WCX042G300BB","53711DS1H","Trane","Roof"]
[{"v":2233,"d":"2,233"},"FMHS_C103_RTU","Rooftop Package AC Unit","Fort Mill High School","WCX042G300BB","5383LYW1H","Trane","Roof"]
[{"v":2234,"d":"2,234"},"FMHS_C104_RTU","Rooftop Package AC Unit","Fort Mill High School","WCX042G300BB","4361JJE1H","Trane","Roof"]
[{"v":2235,"d":"2,235"},"FMHS_C105_RTU","Rooftop Package AC Unit","Fort Mill High School","WSC036E3RBA007P","925101180L","Trane","Roof"]
[{"v":2236,"d":"2,236"},"FMHS_C106_RTU","Rooftop Package AC Unit","Fort Mill High School","WSC036E3RBA007P","925101200L","Trane","Roof"]
[{"v":2237,"d":"2,237"},"FMHS_C107_RTU","Rooftop Package AC Unit","Fort Mill High School","WCX942G300BB","5392NLA1H","Trane","Roof"]
[{"v":2238,"d":"2,238"},"FMHS_C108_RTU","Rooftop Package AC Unit","Fort Mill High School","WSC036E3RBA007P","925101166L","Trane","Roof"]
[{"v":2239,"d":"2,239"},"FMHS_C109_RTU","Rooftop Package AC Unit","Fort Mill High School","WSC036E3RBA007P","925101222L","Trane","Roof"]
[{"v":2240,"d":"2,240"},"FMHS_C110_RTU","Rooftop Package AC Unit","Fort Mill High School","WSC036E3RBA007P","925101208L","Trane","Roof"]
[{"v":2241,"d":"2,241"},"FMHS_C111_RTU","Rooftop Package AC Unit","Fort Mill High School","WSC036E3RBA007P","925101194L","Trane","Roof"]
[{"v":2242,"d":"2,242"},"FMHS_C112_RTU","Rooftop Package AC Unit","Fort Mill High School","WSC036E3RBA007P","925101236L","Trane","Roof"]
[{"v":2245,"d":"2,245"},"FMHS_COMMONSA_RTU","Rooftop Package AC Unit","Fort Mill High School","WFD180E40AB",null,"Trane","Roof","RTU-75"]
[{"v":2246,"d":"2,246"},"FMHS_COMMONSB_RTU","Rooftop Package AC Unit","Fort Mill High School","WSC120E4RKA0BA000000000100","121412626L","Trane","Roof","RTU-76"]
[{"v":2247,"d":"2,247"},"FMHS_COMMONSC_RTU","Rooftop Package AC Unit","Fort Mill High School","WCD180E40ABC","121510071D","Trane","Roof","RTU-77"]
[{"v":2248,"d":"2,248"},"FMHS_COMMONSD_RTU","Rooftop Package AC Unit","Fort Mill High School","WSC048E4RBA11VM","917101932L","Trane","Roof","Cafe-1"]
[{"v":2249,"d":"2,249"},"FMHS_COMMONSE_RTU","Rooftop Package AC Unit","Fort Mill High School","WSC048E4RBA11VM","917101946L","Trane","Roof","Cafe-2"]
[{"v":2250,"d":"2,250"},"FMHS_COMMONSF_RTU","Rooftop Package AC Unit","Fort Mill High School","WSC048E4RBA11VMT","917101904L","Trane","Roof","Cafe-4"]
[{"v":2251,"d":"2,251"},"FMHS_COMMONSG_RTU","Rooftop Package AC Unit","Fort Mill High School","WSC048E4RBA11VMT","917101890L","Trane","Roof","Cafe-3"]
[{"v":2252,"d":"2,252"},"FMHS_COMMONSH_RTU","Rooftop Package AC Unit","Fort Mill High School","TSC048E4RBA12RO","917101960L","Trane","Roof","CAFE-8"]
[{"v":2253,"d":"2,253"},"FMHS_COMMONSI_RTU","Rooftop Package AC Unit","Fort Mill High School","TSC048E4RBA12RO","917101918L","Trane","Roof","CAFE-7"]
[{"v":2254,"d":"2,254"},"FMHS_COMMONSJ_RTU","Rooftop Package AC Unit","Fort Mill High School","TSC048E4RBA12RO","917101876L","Trane","Roof","CAFE-5"]
[{"v":2255,"d":"2,255"},"FMHS_COMMONSK_RTU","Rooftop Package AC Unit","Fort Mill High School","TSC048E4RBA12RO","917101974L","Trane","Roof","CAFE-6"]
[{"v":2258,"d":"2,258"},"FMHS_D102_RTU","Rooftop Package AC Unit","Fort Mill High School","WSC048E4RBA16A0000000100","121410183L","Trane","Roof","RTU-106"]
[{"v":2259,"d":"2,259"},"FMHS_D200_RTU","Rooftop Package AC Unit","Fort Mill High School","WSC036E4REA1H001A1B003000000000B000000","151310246L","Trane","Roof","RTU-9-3"]
[{"v":2260,"d":"2,260"},"FMHS_D202_RTU","Rooftop Package AC Unit","Fort Mill High School","WSC036E4REA1H001A1B003000000000B000000","151310004L","Trane","Roof","RTU-10-3"]
[{"v":2261,"d":"2,261"},"FMHS_D204_RTU","Rooftop Package AC Unit","Fort Mill High School","WSC048E4REA1LH001A180010000000B00000","151213614L","Trane","Roof","RTU-11-4"]
[{"v":2262,"d":"2,262"},"FMHS_D301_RTU","Rooftop Package AC Unit","Fort Mill High School","WSC048E4RBA16A0000000100","121410035L","Trane","Roof","RTU-100"]
[{"v":2263,"d":"2,263"},"FMHS_D303_RTU","Rooftop Package AC Unit","Fort Mill High School","WSC090E3RGA05C9","161612752L","Trane","Roof"]
[{"v":2270,"d":"2,270"},"FMHS_E101_RTU","Rooftop Package AC Unit","Fort Mill High School","50HJQ008-611","3404G11686","Carrier","Roof"]
[{"v":2271,"d":"2,271"},"FMHS_E105_RTU","Rooftop Package AC Unit","Fort Mill High School","50TFQ008-A-611","2502G20865","Carrier","Roof"]
[{"v":2272,"d":"2,272"},"FMHS_E106_RTU","Rooftop Package AC Unit","Fort Mill High School","WSC060E4REA14A00000000100","121412440L","Trane","Roof","RTU-82"]
[{"v":2273,"d":"2,273"},"FMHS_E108_RTU","Rooftop Package AC Unit","Fort Mill High School","WSC060E4REA14A00000000100","121412454L","Trane","Roof","RTU-95"]
[{"v":2274,"d":"2,274"},"FMHS_E109_RTU","Rooftop Package AC Unit","Fort Mill High School","50TFQ008-A-611","2502G20862","Carrier","Roof"]
[{"v":2275,"d":"2,275"},"FMHS_E110_RTU","Rooftop Package AC Unit","Fort Mill High School","WSC048E4RBA16A00000000100","121410171L","Trane","Roof","RTU-96"]
[{"v":2276,"d":"2,276"},"FMHS_E112_RTU","Rooftop Package AC Unit","Fort Mill High School","50TM-008-A-601","1207G12037","Carrier","Roof"]
[{"v":2277,"d":"2,277"},"FMHS_E114_RTU","Rooftop Package AC Unit","Fort Mill High School","50HJQ008-621","3505G11956","Carrier","Roof"]
[{"v":2278,"d":"2,278"},"FMHS_E116_RTU","Rooftop Package AC Unit","Fort Mill High School","WSC048E4RBA16A00000000100","121410099L","Trane","Roof","RTU-93"]
[{"v":2279,"d":"2,279"},"FMHS_E117_RTU","Rooftop Package AC Unit","Fort Mill High School","50TFQ008-A-611","2502G20863","Carrier","Roof"]
[{"v":2280,"d":"2,280"},"FMHS_E118_RTU","Rooftop Package AC Unit","Fort Mill High School","50HJQ008-621","1009G50660","Carrier","Roof"]
[{"v":2281,"d":"2,281"},"FMHS_E121_RTU","Rooftop Package AC Unit","Fort Mill High School","50TFQ008-A-611","2502G20861","Carrier","Roof"]
[{"v":2282,"d":"2,282"},"FMHS_E123_RTU","Rooftop Package AC Unit","Fort Mill High School","50HJQ006-621","1009G40398","Carrier","Roof"]
[{"v":2283,"d":"2,283"},"FMHS_E201_RTU","Rooftop Package AC Unit","Fort Mill High School","WSC048E4RBA16A00000000100","121410049L","Trane","Roof","RTU-83"]
[{"v":2804,"d":"2,804"},"FMHS_ADMINA_RTU","Rooftop Package AC Unit","Fort Mill High School","THC036E4RBA12R0","917101906L","Trane","Roof"]
[{"v":2805,"d":"2,805"},"FMHS_ADMINB_RTU","Rooftop Package AC Unit","Fort Mill High School","THC048E}RBA12RO","918100640L","Trane","Roof"]
[{"v":2806,"d":"2,806"},"FMHS_ADMINC_RTU","Rooftop Package AC Unit","Fort Mill High School","THC060E4RBA12RO","917102040L","Trane","Roof","D-100"]
[{"v":2816,"d":"2,816"},"FMHS_AUDITORIUMA_RTU","Rooftop Package AC Unit","Fort Mill High School","NO TAG","NO TAG","Trane","Roof","WCD-2"]
[{"v":2817,"d":"2,817"},"FMHS_AUDITORIUMB_RTU","Rooftop Package AC Unit","Fort Mill High School","WCD180E40ABC","121510026D","Trane","Roof","RTU-76"]
[{"v":2818,"d":"2,818"},"FMHS_AUDITORIUMC_RTU","Rooftop Package AC Unit","Fort Mill High School","WCD180E40ABC","121510026D","Trane","Roof","WCD-2"]
[{"v":2819,"d":"2,819"},"FMHS_AUX.GYMLR_RTU","Rooftop Package AC Unit","Fort Mill High School","YSC036E4ARLA11BZ","909100015L","Trane","Roof","RTU-2"]
[{"v":2820,"d":"2,820"},"FMHS_B101_RTU","Rooftop Package AC Unit","Fort Mill High School","WCD036C400BC","P28100950D","Trane","Roof"]
[{"v":2821,"d":"2,821"},"FMHS_B102_RTU","Rooftop Package AC Unit","Fort Mill High School","WCD036C400BC","P29100189D","Trane","Roof"]
[{"v":2822,"d":"2,822"},"FMHS_B106_RTU","Rooftop Package AC Unit","Fort Mill High School","WSC048E4RBAOPA0000000100","925101058L","Trane","Roof"]
[{"v":2823,"d":"2,823"},"FMHS_B107_RTU","Rooftop Package AC Unit","Fort Mill High School","WCD036C400BC","P27100028D","Trane","Roof"]
[{"v":2824,"d":"2,824"},"FMHS_B110_RTU","Rooftop Package AC Unit","Fort Mill High School","WSC048E4RBAOPA0000000100","925100926L","Trane","Roof"]
[{"v":2825,"d":"2,825"},"FMHS_B112_RTU","Rooftop Package AC Unit","Fort Mill High School","WSC048E4RBAOPA0000000100","925100958L","Trane","Roof"]
[{"v":2826,"d":"2,826"},"FMHS_B114_RTU","Rooftop Package AC Unit","Fort Mill High School","WSC048E4RBAOPA0000000100","925101114L","Trane","Roof"]
[{"v":2827,"d":"2,827"},"FMHS_B116_RTU","Rooftop Package AC Unit","Fort Mill High School","WSC048E4RBAOPA0000000100","925101154L","Trane","Roof"]
[{"v":2828,"d":"2,828"},"FMHS_B118_RTU","Rooftop Package AC Unit","Fort Mill High School","WSC048E4RBAOPA0000000100","925101182L","Trane","Roof"]
[{"v":2094,"d":"2,094"},"FMHS_SSY_001","Split System","Fort Mill High School","PUZ-A18NHA6","4ZU00316A","Mitsubishi","Roof"]
[{"v":2095,"d":"2,095"},"FMHS_SSY_002","Split System","Fort Mill High School","PUZ-A18NHA6","4ZU00427A","Mitsubishi","Roof"]
[{"v":2096,"d":"2,096"},"FMHS_SSY_003","Split System","Fort Mill High School","PUY-A12NHA2",null,"Mitsubishi","Roof"]
[{"v":2097,"d":"2,097"},"FMHS_SSY_004","Split System","Fort Mill High School","PUY-A12NHA2",null,"Mitsubishi","Roof"]
[{"v":2098,"d":"2,098"},"FMHS_SSY_005","Split System","Fort Mill High School","PUY-A12NHA2",null,"Mitsubishi","Roof"]
[{"v":2099,"d":"2,099"},"FMHS_SSY_006","Split System","Fort Mill High School","MXZ-3B24NA","4XU10760A","Mitsubishi","Roof","HPM-1-1.5"]
[{"v":2100,"d":"2,100"},"FMHS_SSY_007","Split System","Fort Mill High School","PUY-A12NHA2",null,"Mitsubishi","Roof"]
[{"v":2101,"d":"2,101"},"FMHS_SSY_008","Split System","Fort Mill High School","MXZ-8B48NA","44U03803C","Mitsubishi","Roof","HPM-2-4"]
[{"v":2102,"d":"2,102"},"FMHS_SSY_009","Split System","Fort Mill High School","PUY-A12NHA2",null,"Mitsubishi","Roof"]
[{"v":2103,"d":"2,103"},"FMHS_SSY_010","Split System","Fort Mill High School","PUZ-A30NHA6","41U0014B","Mitsubishi","Outside"]
[{"v":2104,"d":"2,104"},"FMHS_SSY_011","Split System","Fort Mill High School","MXZ-8B48NAR1","44U03871C","Mitsubishi","Roof"]
[{"v":2105,"d":"2,105"},"FMHS_SSY_012","Split System","Fort Mill High School","PUZ-A18NHA6","4ZU00329A","Mitsubishi","Roof"]
[{"v":2799,"d":"2,799"},"FMHS_ACHL_001",null,"Fort Mill High School-Annex","30GT-210-600KA","1394F89959","Carrier","Outside at loading dock","Annex"]
[null,"FMHS_ANNEX_RFTP","Heat Pump Rooftop","Fort Mill High School-Annex","WSCO48H4REA03","192416297L","Trane","C211"]
[null,"FMHS_ANNEX_RFTP","Heat Pump Rooftop","Fort Mill High School-Annex","50TCQA07A2A","3416C75863","Carrier","C209"]
[null,"FMHS_ANNEX_RFTP","Heat Pump Rooftop","Fort Mill High School-Annex","WSC036E4R0A","164112747L","Trane","C207"]
[null,"FMHS_ANNEX_RFTP","Heat Pump Rooftop","Fort Mill High School-Annex","WSC092H4RKA04","192414913L","Trane","C206"]
[null,"FMHS_ANNEX_RFTP","Heat Pump Rooftop","Fort Mill High School-Annex","WSC120H4RKAO","192415610L","Trane","F105"]
[null,"FMHS_ANNEX_RFTP","Heat Pump Rooftop","Fort Mill High School-Annex","WHC060H4REA","192515739L","Trane","F105D"]
[null,"FMHS_ANNEX_RFTP","Heat Pump Rooftop","Fort Mill High School-Annex","WCD060C400BD","R29100918D","Trane","ADMIN"]
[null,"FMHS_ANNEX_BOILER 1","Boiler","Fort Mill High School-Annex","FBN1501",1919114801788,"Lochinvar","Mechanical Room"]
[null,"FMHS_ANNEX_BOILER 2","Boiler","Fort Mill High School-Annex","FBN1501",1919114839980,"Lochinvar","Mechanical Room"]
[null,"FMHS_ANNEX_COOL TOWER","Cooling Tower","Fort Mill High School-Annex","PT2-0809A-3K1","U191250401-01-01","BAC","Mechanical Room Outside Belt 2R-B158"]
[null,"FMHS_ANNEX_WSHP_1","Water Source Heat Pump","Fort Mill High School-Annex","TSV036CFBR0DRKS",192411642,"CLIMATE MASTER","C202"]
[null,"FMHS_ANNEX_WSHP_2","Water Source Heat Pump","Fort Mill High School-Annex","TSV036CFBR0DRKS",192411640,"CLIMATE MASTER","G100"]
[null,"FMHS_ANNEX_WSHP_3","Water Source Heat Pump","Fort Mill High School-Annex","TSV036CFBR0DRKS",192411647,"CLIMATE MASTER","G102"]
[null,"FMHS_ANNEX_WSHP_4","Water Source Heat Pump","Fort Mill High School-Annex","TSV036CFBR0DRKS",192411641,"CLIMATE MASTER","G103"]
[null,"FMHS_ANNEX_WSHP_5","Water Source Heat Pump","Fort Mill High School-Annex","TSV036CFBR0DRKS",192411652,"CLIMATE MASTER","G109"]
[null,"FMHS_ANNEX_WSHP_6","Water Source Heat Pump","Fort Mill High School-Annex","TSV036CFBR0DRKS",192411646,"CLIMATE MASTER","G110"]
[null,"FMHS_ANNEX_WSHP_7","Water Source Heat Pump","Fort Mill High School-Annex","TSV036CFBR0DRKS",192411643,"CLIMATE MASTER","F103"]
[null,"FMHS_ANNEX_WSHP_8","Water Source Heat Pump","Fort Mill High School-Annex","TSV036CFBR0DRKS",192411651,"CLIMATE MASTER","F101"]
[null,"FMHS_ANNEX_WSHP_9","Water Source Heat Pump","Fort Mill High School-Annex","TSV036CFBR0DRKS",192411649,"CLIMATE MASTER","F115.2"]
[null,"FMHS_ANNEX_WSHP_10","Water Source Heat Pump","Fort Mill High School-Annex","TSV036CFBR0DRKS","192411650","CLIMATE MASTER","F117"]
[null,"FMHS_ANNEX_WSHP_11","Water Source Heat Pump","Fort Mill High School-Annex","TSV036CFBR0DRKS","192411648","CLIMATE MASTER","F115.1"]
[null,"FMHS_ANNEX_WSHP_12","Water Source Heat Pump","Fort Mill High School-Annex","TSV036CFBR0DRKS","192411644","CLIMATE MASTER","F113"]
[null,"FMHS_ANNEX_WSHP_13","Water Source Heat Pump","Fort Mill High School-Annex","TEV049BFBR0DRTS",192411616,"CLIMATE MASTER","C205"]
[null,"FMHS_ANNEX_WSHP_14","Water Source Heat Pump","Fort Mill High School-Annex","TEV049BFBR0DRTS",192411622,"CLIMATE MASTER","C203"]
[null,"FMHS_ANNEX_WSHP_15","Water Source Heat Pump","Fort Mill High School-Annex","TEV049BFBR0DRTS",192411620,"CLIMATE MASTER","C201"]
[null,"FMHS_ANNEX_WSHP_16","Water Source Heat Pump","Fort Mill High School-Annex","TEV049BFBR0DRTS",192411621,"CLIMATE MASTER","C204"]
[null,"FMHS_ANNEX_WSHP_17","Water Source Heat Pump","Fort Mill High School-Annex","TEV049BFBR0DRTS",192411617,"CLIMATE MASTER","G101"]
[null,"FMHS_ANNEX_WSHP_18","Water Source Heat Pump","Fort Mill High School-Annex","TEV049BFBR0DRTS",192411619,"CLIMATE MASTER","G105"]
[null,"FMHS_ANNEX_WSHP_19","Water Source Heat Pump","Fort Mill High School-Annex","TEV049BFBR0DRTS",192411623,"CLIMATE MASTER","G108 LAB"]
[null,"FMHS_ANNEX_WSHP_20","Water Source Heat Pump","Fort Mill High School-Annex","TEV049BFBR0DRTS",192411618,"CLIMATE MASTER","G108  "]
[null,"FMHS_ANNEX_WSHP_21","Water Source Heat Pump","Fort Mill High School-Annex","TCH009AEBR0CRBS",192510642,"CLIMATE MASTER","F101"]
[null,"FMHS_ANNEX_WSHP_22","Water Source Heat Pump","Fort Mill High School-Annex","TCH009AEBR0CRBS",192510643,"CLIMATE MASTER","F117"]
[null,"FMHS_ANNEX_WSHP_23","Water Source Heat Pump","Fort Mill High School-Annex","TRC18BESFBSCGRS",192411489,"CLIMATE MASTER","F115 Hallway"]
[null,"FMHS_ANNEX_WSHP_24","Water Source Heat Pump","Fort Mill High School-Annex","TRC18BESFBSCGRS",192411487,"CLIMATE MASTER","C204 Hallway"]
[null,"FMHS_ANNEX_WSHP_25","Water Source Heat Pump","Fort Mill High School-Annex","TRC18BESFBSCGRS",192411484,"CLIMATE MASTER","G105 Hallway"]
[null,"FMHS_ANNEX_WSHP_26","Water Source Heat Pump","Fort Mill High School-Annex","TRC18BESFBSCGRS",192411486,"CLIMATE MASTER","G108 Hallway"]
[null,"FMHS_ANNEX_WSHP_27","Water Source Heat Pump","Fort Mill High School-Annex","TRC18BESFBSCGRS",192411488,"CLIMATE MASTER","C211 Hallway"]
[null,"FMHS_ANNEX_WSHP_28","Water Source Heat Pump","Fort Mill High School-Annex","TRC18BESFBSCGRS",192411485,"CLIMATE MASTER","F101 Hallway"]
[null,"FMHS_ANNEX_WSHP_29","Water Source Heat Pump","Fort Mill High School-Annex","TSB036CFBRODRKS",192411645,"CLIMATE MASTER","C200 F Hall"]
[null,"FMHS_ANNEX_WSHP_30","Water Source Heat Pump","Fort Mill High School-Annex","TCH012AEC40CRSS",190710658,"CLIMATE MASTER","G106A"]
[null,"FMHS_ANNEX_WSHP_31","Water Source Heat Pump","Fort Mill High School-Annex","TCH012AEC40CRSS",190710653,"CLIMATE MASTER","G101 Office"]
[null,"FMHS_ANNEX_WSHP_32","Water Source Heat Pump","Fort Mill High School-Annex","TLV192AFB4AEFTS",192710973,"CLIMATE MASTER","F106 Culinary"]
[null,"FMHS_ANNEX_WSHP_33","Water Source Heat Pump","Fort Mill High School-Annex","TLV192AFB4AEFTS",192710972,"CLIMATE MASTER","F112 Auditorium"]
[null,"FMHS_ANNEX_WSHP_34","Water Source Heat Pump","Fort Mill High School-Annex","TLV192AFB4AEFTS",192710974,"CLIMATE MASTER","Kitchen"]
[null,"FMHS_ANNEX_WSHP_35","Water Source Heat Pump","Fort Mill High School-Annex","TEV064BFBR0ERTS",192510009,"CLIMATE MASTER","G106.2"]
[null,"FMHS_ANNEX_WSHP_36","Water Source Heat Pump","Fort Mill High School-Annex","TEV064BFBR0ERTS",192510008,"CLIMATE MASTER","G106.1"]
[null,"FMHS_ANNEX_WSHP_37","Water Source Heat Pump","Fort Mill High School-Annex","TEV064BFBR0ERTS",192510011,"CLIMATE MASTER","F109"]
[null,"FMHS_ANNEX_WSHP_38","Water Source Heat Pump","Fort Mill High School-Annex","TEV064BFBR0ERTS",192510010,"CLIMATE MASTER","F111"]
[{"v":1566,"d":"1,566"},"FMMS_B200ISS_AHU","Air Handling Unit","Fort Mill Middle School","N4AHD14A46A","EBFS037294","York","Above ceiling "]
[{"v":1569,"d":"1,569"},"FMMS_B201_AHU","Air Handling Unit","Fort Mill Middle School","N4AHD14A46A","EEFS129150","York","Above ceiling "]
[{"v":1571,"d":"1,571"},"FMMS_B203_AHU","Air Handling Unit","Fort Mill Middle School","N4AHD14A46A","EEFS138992","York","Above ceiling "]
[{"v":1573,"d":"1,573"},"FMMS_B205_AHU","Air Handling Unit","Fort Mill Middle School","N4AHD14A46A","EEFS194369","York","Above ceiling "]
[{"v":1575,"d":"1,575"},"FMMS_B207_AHU","Air Handling Unit","Fort Mill Middle School","N4AHD14A46A","EEFS138991","York","Above ceiling "]
[{"v":1577,"d":"1,577"},"FMMS_B211_AHU","Air Handling Unit","Fort Mill Middle School","N4AHD14A46A","EEFS138976","York","Above ceiling "]
[{"v":1579,"d":"1,579"},"FMMS_B213_AHU","Air Handling Unit","Fort Mill Middle School","N4AHD14A46A","EEFS194363","York","Above ceiling "]
[{"v":1581,"d":"1,581"},"FMMS_B214_AHU","Air Handling Unit","Fort Mill Middle School","N4AHD14A46A","EEFS138999","York","Above ceiling "]
[{"v":1583,"d":"1,583"},"FMMS_B215_AHU","Air Handling Unit","Fort Mill Middle School","N4AHD14A46A","EEFS138988","York","Above ceiling "]
[{"v":1585,"d":"1,585"},"FMMS_B216_AHU","Air Handling Unit","Fort Mill Middle School","N4AHD14A46A","EEFS138978","York","Above ceiling "]
[{"v":1587,"d":"1,587"},"FMMS_B217_AHU","Air Handling Unit","Fort Mill Middle School","N4AHD14A46A","EEFS138989","York","Above ceiling "]
[{"v":1589,"d":"1,589"},"FMMS_B218_AHU","Air Handling Unit","Fort Mill Middle School","N4AHD14A46A","EEFS138990","York","Above ceiling "]
[{"v":1591,"d":"1,591"},"FMMS_B219_AHU","Air Handling Unit","Fort Mill Middle School","FB4ANF042","1102A62226","Carrier","Above ceiling mezzanine "]
[{"v":1593,"d":"1,593"},"FMMS_B220_AHU","Air Handling Unit","Fort Mill Middle School","FB4ANF048","1102A66145","Carrier","Above ceiling mezzanine "]
[{"v":1599,"d":"1,599"},"FMMS_BWORKROOM_AHU","Air Handling Unit","Fort Mill Middle School","FB4ANF018","0902A75305","Carrier","Above ceiling mezzanine "]
[{"v":1600,"d":"1,600"},"FMMS_C304_AHU","Air Handling Unit","Fort Mill Middle School","N4AHD14A46A","EGFS194370","York","Above ceiling "]
[{"v":1602,"d":"1,602"},"FMMS_C305_AHU","Air Handling Unit","Fort Mill Middle School","N4AHD14A46A","EGFS194361","York","Above ceiling "]
[{"v":1604,"d":"1,604"},"FMMS_C306_AHU","Air Handling Unit","Fort Mill Middle School","N4AHD14A46A","EEFS138977","York","Above ceiling "]
[{"v":1606,"d":"1,606"},"FMMS_C307_AHU","Air Handling Unit","Fort Mill Middle School","N4AHD14A46A","ECFS194357","York","Above ceiling "]
[{"v":1608,"d":"1,608"},"FMMS_C309_AHU","Air Handling Unit","Fort Mill Middle School","N4AHD14A46A","ECFS194356","York","Above ceiling "]
[{"v":1610,"d":"1,610"},"FMMS_C310_AHU","Air Handling Unit","Fort Mill Middle School","N4AHD14A46A","ECFS194365","York","Above ceiling "]
[{"v":1612,"d":"1,612"},"FMMS_C311_AHU","Air Handling Unit","Fort Mill Middle School","N4AHD14A46A","ESFS194376","York","Above ceiling "]
[{"v":1614,"d":"1,614"},"FMMS_C312_AHU","Air Handling Unit","Fort Mill Middle School","N4AHD14A46A","EEFS138981","York","Above ceiling "]
[{"v":1616,"d":"1,616"},"FMMS_C313_AHU","Air Handling Unit","Fort Mill Middle School","N4AHD14A46A","ESFS194378","York","Above ceiling "]
[{"v":1618,"d":"1,618"},"FMMS_C314_AHU","Air Handling Unit","Fort Mill Middle School","N4AHD14A46A","EEFS138987","York","Above ceiling "]
[{"v":1621,"d":"1,621"},"FMMS_D405_AHU","Air Handling Unit","Fort Mill Middle School","N4AHD14A46A",null,"York","Above ceiling "]
[{"v":1623,"d":"1,623"},"FMMS_D406_AHU","Air Handling Unit","Fort Mill Middle School","FRP024H06A","ELFS259691","York","Above ceiling "]
[{"v":1625,"d":"1,625"},"FMMS_D407_AHU","Air Handling Unit","Fort Mill Middle School","N4AHD14A46A","EGFS194375","York","D Wing "]
[{"v":1627,"d":"1,627"},"FMMS_D408_AHU","Air Handling Unit","Fort Mill Middle School","N4AHD14A46A","EGFS194330","York","Above ceiling "]
[{"v":1629,"d":"1,629"},"FMMS_D409_AHU","Air Handling Unit","Fort Mill Middle School","H4AHD14A46A","EGFS194355","York","409"]
[{"v":1631,"d":"1,631"},"FMMS_D410_AHU","Air Handling Unit","Fort Mill Middle School","N4AHD14A46A","EGFS194371","York","Above ceiling "]
[{"v":1633,"d":"1,633"},"FMMS_D411_AHU","Air Handling Unit","Fort Mill Middle School","N4AHD14A46A","EGFS194362","York","411"]
[{"v":1635,"d":"1,635"},"FMMS_D412_AHU","Air Handling Unit","Fort Mill Middle School","N4AHD14A46A","EGFS194366","York","Above ceiling "]
[{"v":1637,"d":"1,637"},"FMMS_D413_AHU","Air Handling Unit","Fort Mill Middle School","N4AHD14A46A","EGFS194372","York","413"]
[{"v":1639,"d":"1,639"},"FMMS_D414_AHU","Air Handling Unit","Fort Mill Middle School","N4AHD14A46A","EGFS194364","York","Above ceiling "]
[{"v":1641,"d":"1,641"},"FMMS_D415_AHU","Air Handling Unit","Fort Mill Middle School","N4AHD14A46A","EGFS194358","York","Above ceiling "]
[{"v":1645,"d":"1,645"},"FMMS_E506_AHU","Air Handling Unit","Fort Mill Middle School","N4AHD14A46A",null,"York","Above ceiling "]
[{"v":1647,"d":"1,647"},"FMMS_E517_AHU","Air Handling Unit","Fort Mill Middle School",null,null,"York","E517 GIRLS PE ROOM","No Tag"]
[{"v":1649,"d":"1,649"},"FMMS_E518_AHU","Air Handling Unit","Fort Mill Middle School","N4AHD14A46A",null,"York","Above ceiling "]
[{"v":1651,"d":"1,651"},"FMMS_E519_AHU","Air Handling Unit","Fort Mill Middle School","FRP018H06A","EBFS037306","York","Above ceiling "]
[{"v":1653,"d":"1,653"},"FMMS_E520_AHU","Air Handling Unit","Fort Mill Middle School","N4AHD14A46A","EGFS194311","York","Above ceiling "]
[{"v":1673,"d":"1,673"},"FMMS_F600KITCHEN_AHU","Air Handling Unit","Fort Mill Middle School","N4AHD20A46A","EEFS129151","York","Above ceiling "]
[{"v":1675,"d":"1,675"},"FMMS_F601CAFE1_AHU","Air Handling Unit","Fort Mill Middle School","FOEN098A00A","NGF5885767","York","601 CAFE #2"]
[{"v":1677,"d":"1,677"},"FMMS_F601CAFE2_AHU","Air Handling Unit","Fort Mill Middle School","F3EH090A33A","NHFS005796","York","Above ceiling "]
[{"v":1679,"d":"1,679"},"FMMS_F610_AHU","Air Handling Unit","Fort Mill Middle School","N4AHD20A46A","EEFS129125","York","Above ceiling "]
[{"v":1681,"d":"1,681"},"FMMS_F612_AHU","Air Handling Unit","Fort Mill Middle School","N4AHD20A46A","EEFS129123","York","Above ceiling "]
[{"v":1683,"d":"1,683"},"FMMS_F615_AHU","Air Handling Unit","Fort Mill Middle School","N4AHD2QA46A","EEFS129129","York","615 Spanish"]
[{"v":1685,"d":"1,685"},"FMMS_F617_AHU","Air Handling Unit","Fort Mill Middle School","N4AHD20A46A","EEFS129123","York","Above ceiling "]
[{"v":1687,"d":"1,687"},"FMMS_F618_AHU","Air Handling Unit","Fort Mill Middle School","NA4AHD20A46A","EEFS12924","York","618 Chorus"]
[{"v":1704,"d":"1,704"},"FMMS_GYM1_AHU","Air Handling Unit","Fort Mill Middle School","F3EH120A33A","NKES007260","York","Gym mezzanine","Belt A35\nAH1"]
[{"v":1705,"d":"1,705"},"FMMS_GYM2_AHU","Air Handling Unit","Fort Mill Middle School","40RUQA12A2","1811U17286","Carrier","Gym mezzanine","Belt A39\nAH2"]
[{"v":2163,"d":"2,163"},"FMMS_A100_AHU","Air Handling Unit","Fort Mill Middle School","N4AHD14A46A","EEFS138985","York","Above ceiling "]
[{"v":2165,"d":"2,165"},"FMMS_A102_AHU","Air Handling Unit","Fort Mill Middle School","FRPQ24HQ6A","ELFS259700","York","Above ceiling "]
[{"v":2167,"d":"2,167"},"FMMS_A105_AHU","Air Handling Unit","Fort Mill Middle School","FRP024H06A","ELFS239690","York","Above ceiling "]
[{"v":2169,"d":"2,169"},"FMMS_A108_AHU","Air Handling Unit","Fort Mill Middle School","N4AHD14A46A","EDFS107750","York","Above ceiling "]
[{"v":2171,"d":"2,171"},"FMMS_A110_AHU","Air Handling Unit","Fort Mill Middle School","FRP018H06A","EBFS037297","York","Above ceiling "]
[{"v":2173,"d":"2,173"},"FMMS_A116A_AHU","Air Handling Unit","Fort Mill Middle School","N4AHD14A46A","ELFS259689","York","Above ceiling "]
[{"v":2175,"d":"2,175"},"FMMS_A116B_AHU","Air Handling Unit","Fort Mill Middle School","FB4CNF060","1912A85151","Carrier","Above ceiling "]
[{"v":2177,"d":"2,177"},"FMMS_A116C_AHU","Air Handling Unit","Fort Mill Middle School","N4AHD14A46A","EEFS129146","York","Above ceiling "]
[{"v":2179,"d":"2,179"},"FMMS_A116CR_AHU","Air Handling Unit","Fort Mill Middle School","N4AHD14A46A",null,"York","Above ceiling "]
[{"v":2181,"d":"2,181"},"FMMS_A116D_AHU","Air Handling Unit","Fort Mill Middle School","FB4CNF048","1912A85949","Carrier","Above ceiling "]
[{"v":2183,"d":"2,183"},"FMMS_A119_AHU","Air Handling Unit","Fort Mill Middle School","N4AHD14A46A","EEFS138984","York","Above ceiling "]
[{"v":2185,"d":"2,185"},"FMMS_A121_AHU","Air Handling Unit","Fort Mill Middle School","FRPQ24HQ6A","ELFS259756","York","Above ceiling "]
[{"v":2187,"d":"2,187"},"FMMS_A124_AHU","Air Handling Unit","Fort Mill Middle School","FRPQ24HQ6A","ELFS259776","York","Above ceiling "]
[{"v":1661,"d":"1,661"},"FMMS_ERV-1_ERU","Energy Recovery Unit","Fort Mill Middle School","ERV-361S-B-ES","02021714","Greenheck","Roof","Hru-1"]
[{"v":1662,"d":"1,662"},"FMMS_ERV-2_ERU","Energy Recovery Unit","Fort Mill Middle School","ERV-361S-B-ES","02021713","Greenheck","Roof","Hru-2"]
[{"v":1567,"d":"1,567"},"FMMS_B200ISS_HTP","Heat Pump","Fort Mill Middle School","GSH130181CE","1407067804","Goodman","Exterior","127oz"]
[{"v":1568,"d":"1,568"},"FMMS_B200WR_HTP","Heat Pump","Fort Mill Middle School","38YKC018310","1102E18770","Carrier","Exterior","8.13lbs r22"]
[{"v":1570,"d":"1,570"},"FMMS_B201_HTP","Heat Pump","Fort Mill Middle School","E1FD048S46D","EMEM4873867","York","Exterior","6lbs 9oz r22"]
[{"v":1572,"d":"1,572"},"FMMS_B203_HTP","Heat Pump","Fort Mill Middle School","E1FD036S46D","EMEM487255","York","Exterior","6lbs 9oz r22"]
[{"v":1574,"d":"1,574"},"FMMS_B205_HTP","Heat Pump","Fort Mill Middle School","TZPA-336-DA757","8516W391207136","Thermal Zone","Exterior","6lbs 9oz r22"]
[{"v":1576,"d":"1,576"},"FMMS_B207_HTP","Heat Pump","Fort Mill Middle School","E1FD036S46D","EMEM487266","York","Exterior","6lbs 9oz r22"]
[{"v":1578,"d":"1,578"},"FMMS_B211_HTP","Heat Pump","Fort Mill Middle School","E1FD036S46D","EMEM272639","York","Exterior","6lbs 9oz r22"]
[{"v":1580,"d":"1,580"},"FMMS_B213_HTP","Heat Pump","Fort Mill Middle School","E1FD036S46D","EMEM487264","York","Exterior","6lbs 9oz r22"]
[{"v":1582,"d":"1,582"},"FMMS_B214_HTP","Heat Pump","Fort Mill Middle School","E1FD036S46D","EMEM487212","York","Exterior","6lbs 9oz r22"]
[{"v":1584,"d":"1,584"},"FMMS_B215_HTP","Heat Pump","Fort Mill Middle School","E1FD036S46D","EMEM487271","York","Exterior","6lbs 9oz r22"]
[{"v":1586,"d":"1,586"},"FMMS_B216_HTP","Heat Pump","Fort Mill Middle School","E1FD036S46D","EMEM487265","York","Exterior","6lbs 9oz r22"]
[{"v":1588,"d":"1,588"},"FMMS_B217_HTP","Heat Pump","Fort Mill Middle School","E1FD036S46D","EMEM487270","York","Exterior","6lbs 9oz r22"]
[{"v":1590,"d":"1,590"},"FMMS_B218_HTP","Heat Pump","Fort Mill Middle School","E1FD036S46D","EMEM487263","York","Exterior","6lbs 9oz r22"]
[{"v":1592,"d":"1,592"},"FMMS_B219_HTP","Heat Pump","Fort Mill Middle School","38YKC042300","0902E03331","Carrier","Exterior","8.13lbs r22"]
[{"v":1594,"d":"1,594"},"FMMS_B220_HTP","Heat Pump","Fort Mill Middle School","38YKC048320","0902E03248","Carrier","Exterior","8.81lbs r22"]
[{"v":1601,"d":"1,601"},"FMMS_C304_HTP","Heat Pump","Fort Mill Middle School","E1FD036S46D","EMEM262313","York","Exterior","6lbs 9oz r22"]
[{"v":1603,"d":"1,603"},"FMMS_C305_HTP","Heat Pump","Fort Mill Middle School","E1FD036S46D","EMEM388036","York","Exterior","6lbs 9oz r22"]
[{"v":1605,"d":"1,605"},"FMMS_C306_HTP","Heat Pump","Fort Mill Middle School","E1FD036S46D","EMEM487208","York","Exterior","6lbs 9oz r22"]
[{"v":1607,"d":"1,607"},"FMMS_C307_HTP","Heat Pump","Fort Mill Middle School","E1FD036S46D","EMEM487219","York","Exterior","6lbs 9oz r22"]
[{"v":1609,"d":"1,609"},"FMMS_C309_HTP","Heat Pump","Fort Mill Middle School","E1FD036S46D","EMEM262270","York","Exterior","6lbs 9oz r22"]
[{"v":1611,"d":"1,611"},"FMMS_C310_HTP","Heat Pump","Fort Mill Middle School","E1FD036S46D","EMEM487258","York","Exterior","6lbs 9oz r22"]
[{"v":1613,"d":"1,613"},"FMMS_C311_HTP","Heat Pump","Fort Mill Middle School","E1FD036S46D","EMEM262298","York","Exterior","6lbs 9oz r22"]
[{"v":1615,"d":"1,615"},"FMMS_C312_HTP","Heat Pump","Fort Mill Middle School","E1FD036S46D","EMEM487213","York","Exterior","6lbs 9oz r22"]
[{"v":1617,"d":"1,617"},"FMMS_C313_HTP","Heat Pump","Fort Mill Middle School","E1FD036S46D","EMEM407262","York","Exterior","6lbs 9oz r22"]
[{"v":1619,"d":"1,619"},"FMMS_C314_HTP","Heat Pump","Fort Mill Middle School","E1FD036S46D","EMEM262310","York","Exterior","6lbs 9oz r22"]
[{"v":1622,"d":"1,622"},"FMMS_D405_HTP","Heat Pump","Fort Mill Middle School","E1FD036S46D","EMEM487256","York","Exterior","6lbs 9oz r22"]
[{"v":1624,"d":"1,624"},"FMMS_D406_HTP","Heat Pump","Fort Mill Middle School","E1FD024S46D","ECEM105331","York","Exterior","5lbs 6oz r22"]
[{"v":1626,"d":"1,626"},"FMMS_D407_HTP","Heat Pump","Fort Mill Middle School","E1FD036S46D","EMEM487253","York","Exterior","6lbs 9oz r22"]
[{"v":1628,"d":"1,628"},"FMMS_D408_HTP","Heat Pump","Fort Mill Middle School","E1FD036S46D","EMEM487252","York","Exterior","6lbs 9oz r22"]
[{"v":1630,"d":"1,630"},"FMMS_D409_HTP","Heat Pump","Fort Mill Middle School","E1FD036S46D","EMEM487261","York","Exterior","6lbs 9oz r22"]
[{"v":1632,"d":"1,632"},"FMMS_D410_HTP","Heat Pump","Fort Mill Middle School","E1FD036S46D","EMEM487257","York","Exterior","6lbs 9oz r22"]
[{"v":1634,"d":"1,634"},"FMMS_D411_HTP","Heat Pump","Fort Mill Middle School","E1FD036S46D","EMEM487217","York","Exterior","6lbs 9oz r22"]
[{"v":1636,"d":"1,636"},"FMMS_D412_HTP","Heat Pump","Fort Mill Middle School","E1FD036S46D","EMEM487209","York","Exterior","6lbs 9oz r22"]
[{"v":1638,"d":"1,638"},"FMMS_D413_HTP","Heat Pump","Fort Mill Middle School","E1FD036S46D","EGFM262307","York","Exterior","6lbs 9oz r22"]
[{"v":1640,"d":"1,640"},"FMMS_D414_HTP","Heat Pump","Fort Mill Middle School","E1FD036S46D","EGFM262311","York","Exterior","6lbs 9oz r22"]
[{"v":1642,"d":"1,642"},"FMMS_D415_HTP","Heat Pump","Fort Mill Middle School","E1FD036S46D","EGFM262306","York","Exterior","6lbs 9oz r22"]
[{"v":1646,"d":"1,646"},"FMMS_E506_HTP","Heat Pump","Fort Mill Middle School","E1FD088S46D","ELFM350014","York","Exterior","7lbs 6oz r22"]
[{"v":1648,"d":"1,648"},"FMMS_E517_HTP","Heat Pump","Fort Mill Middle School","E1FD036S46D",null,"York","Exterior","6lbs 9oz r22"]
[{"v":1650,"d":"1,650"},"FMMS_E518_HTP","Heat Pump","Fort Mill Middle School","E1FD036S46D",null,"York","Exterior","6lbs 9oz r22"]
[{"v":1652,"d":"1,652"},"FMMS_E519_HTP","Heat Pump","Fort Mill Middle School","E1FD036S46D",null,"York","Exterior","6lbs 9oz r22"]
[{"v":1654,"d":"1,654"},"FMMS_E520_HTP","Heat Pump","Fort Mill Middle School","E1FD036S46D",null,"York","Exterior","6lbs 9oz r22"]
[{"v":1674,"d":"1,674"},"FMMS_F600KITCHEN_HTP","Heat Pump","Fort Mill Middle School","E1FD060S46D","EHFM299340","York","Exterior","14lbs 11oz r22"]
[{"v":1676,"d":"1,676"},"FMMS_F601CAFE1_HTP","Heat Pump","Fort Mill Middle School","E2FB090A46B","NEGM053712","York","Exterior","R22"]
[{"v":1678,"d":"1,678"},"FMMS_F601CAFE2_HTP","Heat Pump","Fort Mill Middle School","E2FB090A46B","NEGM053723","York","Exterior","R22"]
[{"v":1680,"d":"1,680"},"FMMS_F610_HTP","Heat Pump","Fort Mill Middle School","E1FD060S46D","EHFM299314","York","Exterior","14lbs 11oz r22"]
[{"v":1682,"d":"1,682"},"FMMS_F612_HTP","Heat Pump","Fort Mill Middle School","E1FD060S46D","EHFM423574","York","Exterior","14lbs 11oz r22"]
[{"v":1684,"d":"1,684"},"FMMS_F615_HTP","Heat Pump","Fort Mill Middle School","E1FD036S46D",null,"York","Exterior","6lbs 9oz r22"]
[{"v":1686,"d":"1,686"},"FMMS_F617_HTP","Heat Pump","Fort Mill Middle School","E1FD060S46D","EHFM299309","York","Exterior","14lbs 11oz r22"]
[{"v":1688,"d":"1,688"},"FMMS_F618_HTP","Heat Pump","Fort Mill Middle School","E1FD060S46D",null,"York","Exterior","14lbs 11oz r22"]
[{"v":2164,"d":"2,164"},"FMMS_A100_HTP","Heat Pump","Fort Mill Middle School","E1FD036S46D",null,"York","Exterior","6lbs 9oz r22"]
[{"v":2166,"d":"2,166"},"FMMS_A102_HTP","Heat Pump","Fort Mill Middle School","E1FD036S46D",null,"York","Exterior","6lbs 9oz r22"]
[{"v":2168,"d":"2,168"},"FMMS_A105_HTP","Heat Pump","Fort Mill Middle School","E1FD036S46D",null,"York","Exterior","6lbs 9oz r22"]
[{"v":2170,"d":"2,170"},"FMMS_A108_HTP","Heat Pump","Fort Mill Middle School","E1FD036S46D","EMEM487259","York","Exterior","6lbs 9oz r22"]
[{"v":2172,"d":"2,172"},"FMMS_A110_HTP","Heat Pump","Fort Mill Middle School","E1FD036S46D",null,"York","Exterior","6lbs 9oz r22"]
[{"v":2174,"d":"2,174"},"FMMS_A116A_HTP","Heat Pump","Fort Mill Middle School","25HBC348A600","1212E12521","Carrier","Exterior","10.41 r 22"]
[{"v":2176,"d":"2,176"},"FMMS_A116B_HTP","Heat Pump","Fort Mill Middle School","25HBC360A600","1412E06517","Carrier","Exterior","10.41 r 22"]
[{"v":2178,"d":"2,178"},"FMMS_A116C_HTP","Heat Pump","Fort Mill Middle School","E1FD060S46D","EHFM299359","York","Exterior","14lbs 11oz r22q"]
[{"v":2180,"d":"2,180"},"FMMS_A116CR_HTP","Heat Pump","Fort Mill Middle School","E1FD036S46D","EMEM487260","York","Exterior","6lbs 9oz r22"]
[{"v":2182,"d":"2,182"},"FMMS_A116D_HTP","Heat Pump","Fort Mill Middle School","E1FD024A06A","EBEM055907","York","Exterior","5lbs 6oz r22"]
[{"v":2184,"d":"2,184"},"FMMS_A119_HTP","Heat Pump","Fort Mill Middle School","E1FD036S46D","EMEM487216","York","Exterior","6lbs 9oz r22"]
[{"v":2186,"d":"2,186"},"FMMS_A121_HTP","Heat Pump","Fort Mill Middle School","E1FD024A06A","ECEM105327","York","Exterior","5lbs 6oz r22"]
[{"v":2188,"d":"2,188"},"FMMS_A124_HTP","Heat Pump","Fort Mill Middle School","E1FD024A06A","ECEM105334","York","Exterior","5lbs 6oz r22"]
[{"v":1620,"d":"1,620"},"FMMS_D-CORRIDOR _RTU","Rooftop Package AC Unit","Fort Mill Middle School","50HJQ008B","1302G50590","Carrier","Roof","3.9lbs r-22\n4.3lbs r-22\nRtu-6"]
[{"v":1693,"d":"1,693"},"FMMS_G700_RTU","Rooftop Package AC Unit","Fort Mill Middle School","50HJQ004","1302G10369","Carrier","Roof","6.9lbs r-22\nRtu-1"]
[{"v":1694,"d":"1,694"},"FMMS_G702_RTU","Rooftop Package AC Unit","Fort Mill Middle School","50HJQ005","1302G20158","Carrier","Roof","9.6lbs r-22\nRtu-2"]
[{"v":1695,"d":"1,695"},"FMMS_G704_RTU","Rooftop Package AC Unit","Fort Mill Middle School","50HJQ004","1302G10372","Carrier","Roof","6.9lbs r-22\nRtu-3"]
[{"v":1696,"d":"1,696"},"FMMS_G706_RTU","Rooftop Package AC Unit","Fort Mill Middle School","50HJQ008","1302G50590","Carrier","Roof","8.6lbs r-22\n9.4lbs r-22\nRtu-4"]
[{"v":1697,"d":"1,697"},"FMMS_G708_RTU","Rooftop Package AC Unit","Fort Mill Middle School","50HJQ008","1302G50589","Carrier","Roof","8.6lbs r-22\n9.4lbs r-22\nRtu-5"]
[{"v":1698,"d":"1,698"},"FMMS_G710_RTU","Rooftop Package AC Unit","Fort Mill Middle School","50HJQ004","1302G10370","Carrier","Roof","6.9lbs r-22\nRtu-8"]
[{"v":1699,"d":"1,699"},"FMMS_G712_RTU","Rooftop Package AC Unit","Fort Mill Middle School","50HJQ005","1302G20184","Carrier","Roof","9.6lbs r-22\nRtu-9"]
[{"v":1700,"d":"1,700"},"FMMS_G714_RTU","Rooftop Package AC Unit","Fort Mill Middle School","50HJQ012","1202G50539","Carrier","Roof","10.8lbs r-22\n10.7lbs r-22\nRtu-10"]
[{"v":1701,"d":"1,701"},"FMMS_G716_RTU","Rooftop Package AC Unit","Fort Mill Middle School","50HJQ004","1302G10371","Carrier","Roof","6.9lbs r-22\nRtu-11"]
[{"v":1747,"d":"1,747"},"FMMS_WORKROOM_RTU","Rooftop Package AC Unit","Fort Mill Middle School","50JX-24","1502G20956","Carrier","Roof","5.5lbs r-22\nRtu-7"]
[{"v":1739,"d":"1,739"},"FMMS_SSY_001","Split System","Fort Mill Middle School","38QR030C321","0702X17057","Carrier","Roof","2lbs R22\nAH-36"]
[{"v":1740,"d":"1,740"},"FMMS_SSY_002","Split System","Fort Mill Middle School","38HDL018301","1002X17612","Carrier","Roof","3.8lbs R22\nAH-18"]
[{"v":1248,"d":"1,248"},"GHES_D-112_AHU","Air Handling Unit","Gold Hill Elementary School","FXTQ24PAVJU","1403250877","Daikin","Classroom","D_112_VRVHP_2307"]
[{"v":1249,"d":"1,249"},"GHES_D-113_AHU","Air Handling Unit","Gold Hill Elementary School","FXTQ24PAVJU","1305631687","Daikin","Classroom","D_113_VRVHP_2308"]
[{"v":1250,"d":"1,250"},"GHES_D-114_AHU","Air Handling Unit","Gold Hill Elementary School","FXTQ36PAVJU","1503311422","Daikin","Classroom","D_114_VRVHP_2309"]
[{"v":1251,"d":"1,251"},"GHES_D-115_AHU","Air Handling Unit","Gold Hill Elementary School","FXTQ30PAVJU","1503086482","Daikin","Classroom","D_115_VRVHP_2310"]
[{"v":1252,"d":"1,252"},"GHES_D-116_AHU","Air Handling Unit","Gold Hill Elementary School","FXTQ24PAVJU","1403250870","Daikin","Classroom","D_116_VRVHP_2311"]
[{"v":1287,"d":"1,287"},"GHES_MEDIACONFERENCE_AHU","Air Handling Unit","Gold Hill Elementary School","FXTQ18PAVJU","1503145331","Daikin","Media Center","A_MEDIACONF_VRVHP_2106\nAHU-D-3"]
[{"v":1759,"d":"1,759"},"GHES_A-103_AHU","Air Handling Unit","Gold Hill Elementary School","FXTQ48",null,"Daikin","Office","A_103OFFICE_VRVHP_1112"]
[{"v":1760,"d":"1,760"},"GHES_A-110_AHU","Air Handling Unit","Gold Hill Elementary School","FXTQ42",null,"Daikin","Office","A_110PRIN_VRVHP_1111"]
[{"v":1761,"d":"1,761"},"GHES_A-200A_AHU","Air Handling Unit","Gold Hill Elementary School","FXTQ48",null,"Daikin","Cafeteria","A_200CAFE1_VRVHP_1103"]
[{"v":1762,"d":"1,762"},"GHES_A-200B_AHU","Air Handling Unit","Gold Hill Elementary School","FXTQ48",null,"Daikin","Cafeteria","A_200CAFE2_VRVHP_1101"]
[{"v":1763,"d":"1,763"},"GHES_A-200C_AHU","Air Handling Unit","Gold Hill Elementary School","FXTQ48",null,"Daikin","Cafeteria","A_200CAFE3_VRVHP_1102"]
[{"v":1764,"d":"1,764"},"GHES_A-200D_AHU","Air Handling Unit","Gold Hill Elementary School","FXTQ54",null,"Daikin","Kitchen","A_200KITCHEN_VRVHP_1100"]
[{"v":1765,"d":"1,765"},"GHES_A-200E_AHU","Air Handling Unit","Gold Hill Elementary School","FXTQ54",null,"Daikin","Cafeteria","A_200CAFE4_VRVHP_1104"]
[{"v":1766,"d":"1,766"},"GHES_A-200F_AHU","Air Handling Unit","Gold Hill Elementary School","FXTQ54",null,"Daikin","Cafeteria","A_200CAFE5_VRVHP_1105"]
[{"v":1767,"d":"1,767"},"GHES_A-200G_AHU","Air Handling Unit","Gold Hill Elementary School","FXTQ54",null,"Daikin","Cafeteria","A_200CAFE6_VRVHP_1106"]
[{"v":1768,"d":"1,768"},"GHES_A-200H_AHU","Air Handling Unit","Gold Hill Elementary School","FXTQ36",null,"Daikin","Hallway","A_HALLFRONT_VRVHP_1107"]
[{"v":1769,"d":"1,769"},"GHES_A-200I_AHU","Air Handling Unit","Gold Hill Elementary School","FXTQ18",null,"Daikin","Hallway","A_BOOKSTORAGE_VRVHP_1108"]
[{"v":1770,"d":"1,770"},"GHES_A-200J_AHU","Air Handling Unit","Gold Hill Elementary School","FXTQ36",null,"Daikin","Hallway","A_HALLBACK_VRVHP_1109"]
[{"v":1771,"d":"1,771"},"GHES_A-201_AHU","Air Handling Unit","Gold Hill Elementary School","FXTQ48",null,"Daikin","Office","A_201_VRVHP_1110"]
[{"v":1772,"d":"1,772"},"GHES_A-209_AHU","Air Handling Unit","Gold Hill Elementary School","FXTQ42",null,"Daikin","Office","A_209NURSE_VRVHP_1113"]
[{"v":1773,"d":"1,773"},"GHES_A-209HALLWAY_AHU","Air Handling Unit","Gold Hill Elementary School","FXTQ48",null,"Daikin","Hallway","A_HALL209_VRVHP_1114"]
[{"v":1774,"d":"1,774"},"GHES_A-211A_AHU","Air Handling Unit","Gold Hill Elementary School","FXTQ54PAVJU","1504064916","Daikin","Media Center","A_MEDIAA_VRVHP_2105\nAHU-B-3"]
[{"v":1775,"d":"1,775"},"GHES_A-211B_AHU","Air Handling Unit","Gold Hill Elementary School","FXTQ48PAVJU","1503345383","Daikin","Media Center","A_MEDIAC_VRVHP_2103\nAHU-C-3"]
[{"v":1776,"d":"1,776"},"GHES_A-211C_AHU","Air Handling Unit","Gold Hill Elementary School","FXTQ54PAVJU","1504064908","Daikin","Media Center","A_MEDIAB_VRVHP_2104\nAHU-A-3"]
[{"v":1777,"d":"1,777"},"GHES_A-213_AHU","Air Handling Unit","Gold Hill Elementary School","FXTQ36",null,"Daikin","Office","A_213_VRVHP_2102"]
[{"v":1778,"d":"1,778"},"GHES_A-215_AHU","Air Handling Unit","Gold Hill Elementary School","FXTQ36PAVJU","1503291981","Daikin","Classroom","A_215_VRVHP_2101\nAHU-F-3"]
[{"v":1779,"d":"1,779"},"GHES_A-216_AHU","Air Handling Unit","Gold Hill Elementary School","FXTQ36PAVJU","1503311407","Daikin","Classroom","A_216_VRVHP_2100\nAHU-G-3"]
[{"v":1780,"d":"1,780"},"GHES_A-217_AHU","Air Handling Unit","Gold Hill Elementary School","FXTQ36PAVJU","1503291974","Daikin","Classroom","A_218B_VRVHP_2108\nAHU-H-3"]
[{"v":1781,"d":"1,781"},"GHES_A-218_AHU","Air Handling Unit","Gold Hill Elementary School","FXTQ36PAVJU","1503291986","Daikin","Classroom","A_218A_VRVHP_2107\nAHU-I-3"]
[{"v":1782,"d":"1,782"},"GHES_A-219_AHU","Air Handling Unit","Gold Hill Elementary School","FXTQ36PAVJU","1503311400","Daikin","Classroom","A_220B_VRVHP_2111\nAHU-D-4"]
[{"v":1783,"d":"1,783"},"GHES_A-220_AHU","Air Handling Unit","Gold Hill Elementary School","FXTQ36PAVJU","1503291983","Daikin","Classroom","A_220A_VRVHP_2110\nAHU-C-4"]
[{"v":1784,"d":"1,784"},"GHES_A-221_AHU","Air Handling Unit","Gold Hill Elementary School","FXTQ36PAVJU","1503291984","Daikin","Classroom","A_221_VRVHP_2112\nAHU-B-4"]
[{"v":1785,"d":"1,785"},"GHES_A-222_AHU","Air Handling Unit","Gold Hill Elementary School","FXTQ36PAVJU","150331399","Daikin","Classroom","A_222_VRVHP_2113\nAHU-E-4"]
[{"v":1786,"d":"1,786"},"GHES_A-223_AHU","Air Handling Unit","Gold Hill Elementary School","FXTQ36PAVJU","1503291982","Daikin","Classroom","A_223_VRVHP_2114\nAHU-F-4"]
[{"v":1787,"d":"1,787"},"GHES_A-224_AHU","Air Handling Unit","Gold Hill Elementary School","FXTQ36PAVJU","1503311398","Daikin","Classroom","A_224_VRVHP_2115\nAHU-H-4"]
[{"v":1788,"d":"1,788"},"GHES_A-225_AHU","Air Handling Unit","Gold Hill Elementary School","FXTQ36PAVJU","1503291985","Daikin","Classroom","A_225_VRVHP_2200\nAHU-G-4"]
[{"v":1789,"d":"1,789"},"GHES_A-226_AHU","Air Handling Unit","Gold Hill Elementary School","FXTQ36PAVJU","1503291976","Daikin","Classroom","A_226_VRVHP_2201\nAHU-I-4"]
[{"v":1790,"d":"1,790"},"GHES_A-227_AHU","Air Handling Unit","Gold Hill Elementary School","FXTQ36PAVJU","1503291977","Daikin","Classroom","A_227_VRVHP_2202\nAHU-J-4"]
[{"v":1802,"d":"1,802"},"GHES_B-101_AHU","Air Handling Unit","Gold Hill Elementary School","FXTQ24PAVJU","1504040204","Daikin","Hallway","B_101M_VRVHP_1115\nAHU-A-5"]
[{"v":1803,"d":"1,803"},"GHES_B-102_AHU","Air Handling Unit","Gold Hill Elementary School","FXTQ24PAVJU","1504040203","Daikin","Hallway","B_101S_VRVHP_1200\nAHU-B-5"]
[{"v":1804,"d":"1,804"},"GHES_B-103_AHU","Air Handling Unit","Gold Hill Elementary School","FXTQ36",null,"Daikin","Classroom","B_103_VRVHP_1202"]
[{"v":1805,"d":"1,805"},"GHES_B-104_AHU","Air Handling Unit","Gold Hill Elementary School","FXTQ54PAVJU","1504064907","Daikin","Classroom","B_104_VRVHP_1201\nAHU-D-5"]
[{"v":1806,"d":"1,806"},"GHES_B-105_AHU","Air Handling Unit","Gold Hill Elementary School","FXTQ36PAVJU","1503311424","Daikin","Classroom","B_105_VRVHP_1203\nAHU-C-5"]
[{"v":1807,"d":"1,807"},"GHES_B-106_AHU","Air Handling Unit","Gold Hill Elementary School","FXTQ54PAVJU","1504064917","Daikin","Classroom","B_106_VRVHP_1206\nAHU-E-5"]
[{"v":1808,"d":"1,808"},"GHES_B-107_AHU","Air Handling Unit","Gold Hill Elementary School","FXTQ36PAVJU","1503311401","Daikin","Classroom","B_107_VRVHP_1208\nAHU-A-6"]
[{"v":1809,"d":"1,809"},"GHES_B-108_AHU","Air Handling Unit","Gold Hill Elementary School","FXTQ54PAVJU","1504064910","Daikin","Classroom","B_108_VRVHP_1207\nAHU-I-5"]
[{"v":1810,"d":"1,810"},"GHES_B-109_AHU","Air Handling Unit","Gold Hill Elementary School","FXTQ36PAVJU","1503291979","Daikin","Classroom","B_109_VRVHP_1209\nAHU-B-6"]
[{"v":1811,"d":"1,811"},"GHES_B-110_AHU","Air Handling Unit","Gold Hill Elementary School","FXTQ54PAVJU","1504064918","Daikin","Classroom","B_110_VRVHP_1213\nAHU-C-6"]
[{"v":1812,"d":"1,812"},"GHES_B-111_AHU","Air Handling Unit","Gold Hill Elementary School","FXTQ36PAVJU","1503291978","Daikin","Classroom","B_111_VRVHP_1210\nAHU-D-6"]
[{"v":1813,"d":"1,813"},"GHES_B-112_AHU","Air Handling Unit","Gold Hill Elementary School","FXTQ48PAVJU","1503345384","Daikin","Classroom","B_112_VRVHP_1212\nAHU-F-6"]
[{"v":1814,"d":"1,814"},"GHES_B-113_AHU","Air Handling Unit","Gold Hill Elementary School","FXTQ24PAVJU","1403250873","Daikin","Classroom","B_113_VRVHP_1211\nAHU-E-6"]
[{"v":1815,"d":"1,815"},"GHES_B-114_AHU","Air Handling Unit","Gold Hill Elementary School","FXTQ48PAVJU","150345381","Daikin","Classroom","B_114_VRVHP_1214\nAHU-G-6"]
[{"v":1816,"d":"1,816"},"GHES_B-115_AHU","Air Handling Unit","Gold Hill Elementary School","FXTQ48PAVJU","1503345382","Daikin","Classroom","B_115_VRVHP_1215\nAHU-H-6"]
[{"v":1817,"d":"1,817"},"GHES_B-CR1_AHU","Air Handling Unit","Gold Hill Elementary School","FXTQ12",null,"Daikin","Conference Room","B_CONF1_VRVHP_1205\nAHU-H-5"]
[{"v":1818,"d":"1,818"},"GHES_B-CR2_AHU","Air Handling Unit","Gold Hill Elementary School","FXTQ12PAVJU",null,"Daikin","Conference Room","B_CONF2_VRVHP_1204\nAHU-G-5"]
[{"v":1826,"d":"1,826"},"GHES_C-101_AHU","Air Handling Unit","Gold Hill Elementary School","FXTQ36PAVJU","1503311408","Daikin","Classroom","C_101_VRVHP_2204\nAHU-E-7"]
[{"v":1827,"d":"1,827"},"GHES_C-102A_AHU","Air Handling Unit","Gold Hill Elementary School","FXTQ36PAVJU","1503311402","Daikin","Classroom","C_102A_VRVHP_2205\nAHU-C-7"]
[{"v":1828,"d":"1,828"},"GHES_C-102B_AHU","Air Handling Unit","Gold Hill Elementary School","FXTQ24PSVJU","1504040181","Daikin","Classroom","C_102B_VRVHP_2206\nAHU-B-7"]
[{"v":1829,"d":"1,829"},"GHES_C-102C_AHU","Air Handling Unit","Gold Hill Elementary School","FXTQ24PSVJU","1504040182","Daikin","Classroom","C_102B_VRVHP_2206\nAHU-A-7"]
[{"v":1830,"d":"1,830"},"GHES_C-104_AHU","Air Handling Unit","Gold Hill Elementary School","FXTQ36PAVJU","1503311409","Daikin","Classroom","C_104_VRVHP_2208\nAHU-G-7"]
[{"v":1831,"d":"1,831"},"GHES_C-105_AHU","Air Handling Unit","Gold Hill Elementary School","FXTQ36PAVJU","1503311410","Daikin","Classroom","C_105_VRVHP_2209\nAHU-F-7"]
[{"v":1832,"d":"1,832"},"GHES_C-106_AHU","Air Handling Unit","Gold Hill Elementary School","FXTQ36PAVJU","1503311404","Daikin","Classroom","C_106_VRVHP_2210\nAHU-H-7"]
[{"v":1833,"d":"1,833"},"GHES_C-108_AHU","Air Handling Unit","Gold Hill Elementary School","FXTQ36PAVJU","1503311411","Daikin","Classroom","C_108_VRVHP_1300\nAHU-A-8"]
[{"v":1834,"d":"1,834"},"GHES_C-109_AHU","Air Handling Unit","Gold Hill Elementary School","FXTQ36PAVJU","1503311412","Daikin","Classroom","C_109_VRVHP_1301\nAHU-B-8"]
[{"v":1835,"d":"1,835"},"GHES_C-110_AHU","Air Handling Unit","Gold Hill Elementary School","FXTQ36",null,"Daikin","Classroom","C_110_VRVHP_1302"]
[{"v":1836,"d":"1,836"},"GHES_C-111_AHU","Air Handling Unit","Gold Hill Elementary School","FXTQ36PAVJU","1503311421","Daikin","Classroom","C_111_VRVHP_1303\nAHU-D-8"]
[{"v":1837,"d":"1,837"},"GHES_C-113_AHU","Air Handling Unit","Gold Hill Elementary School","FXTQ36PAVJU","1503311423","Daikin","Classroom","C_113_VRVHP_1304\nAHU-E-8"]
[{"v":1838,"d":"1,838"},"GHES_C-114_AHU","Air Handling Unit","Gold Hill Elementary School","FXTQ54",null,"Daikin","Classroom","C_122MULTIPA_VRVHP_1311"]
[{"v":1839,"d":"1,839"},"GHES_C-115_AHU","Air Handling Unit","Gold Hill Elementary School","FXTQ24PAVJU","1504040180","Daikin","Classroom","C_115_VRVHP_1305\nAHU-F-8"]
[{"v":1840,"d":"1,840"},"GHES_C-116_AHU","Air Handling Unit","Gold Hill Elementary School","FXTQ36PAVJU","1503311405","Daikin","Classroom","C_116_VRVHP_1306\nAHU-G-8"]
[{"v":1841,"d":"1,841"},"GHES_C-117_AHU","Air Handling Unit","Gold Hill Elementary School","FXTQ18PAVJU","1503145332","Daikin","Classroom","C_117_VRVHP_1307\nAHU-I-8"]
[{"v":1842,"d":"1,842"},"GHES_C-118_AHU","Air Handling Unit","Gold Hill Elementary School","FXTQ36PAVJU","1503311403","Daikin","Classroom","C_118_VRVHP_1308\nAHU-H-8"]
[{"v":1843,"d":"1,843"},"GHES_C-120_AHU","Air Handling Unit","Gold Hill Elementary School","FXTQ54",null,"Daikin","Classroom","C_120_VRVHP_1309"]
[{"v":1844,"d":"1,844"},"GHES_C-121_AHU","Air Handling Unit","Gold Hill Elementary School","FXTQ54",null,"Daikin","Classroom","C_121_VRVHP_1310"]
[{"v":1845,"d":"1,845"},"GHES_C-122_AHU","Air Handling Unit","Gold Hill Elementary School","FXTQ54",null,"Daikin","Classroom","C_122MULTIPB_VRVHP_1312"]
[{"v":1846,"d":"1,846"},"GHES_C-99_AHU","Air Handling Unit","Gold Hill Elementary School","PAVJU",null,"Daikin","Classroom","C_99_VRVHP_2103\nAHU-D-7"]
[{"v":1847,"d":"1,847"},"GHES_C-CR_AHU","Air Handling Unit","Gold Hill Elementary School","FXTQ24",null,"Daikin","Conference Room","C_CONFERENCE_VRVHP_2211"]
[{"v":1859,"d":"1,859"},"GHES_CR1-2_AHU","Air Handling Unit","Gold Hill Elementary School","FXTQ24PAVJU",null,"Daikin","Classroom","A_CONFERENCE1_VRVHP_2109"]
[{"v":1860,"d":"1,860"},"GHES_D-100_AHU","Air Handling Unit","Gold Hill Elementary School","FXTQ30PAVJU","1503086483","Daikin","Classroom","D_100_VRVHP_2213"]
[{"v":1861,"d":"1,861"},"GHES_D-101_AHU","Air Handling Unit","Gold Hill Elementary School","FXTQ24PAVJU","1305631686","Daikin","Classroom","D_101_VRVHP_2214"]
[{"v":1862,"d":"1,862"},"GHES_D-102_AHU","Air Handling Unit","Gold Hill Elementary School","FXTQ24PAVJU","1403250875","Daikin","Classroom","D_102_VRVHP_2215"]
[{"v":1863,"d":"1,863"},"GHES_D-103_AHU","Air Handling Unit","Gold Hill Elementary School","FXTQ24PAVJU","1305631689","Daikin","Classroom","D_103_VRVHP_2300"]
[{"v":1864,"d":"1,864"},"GHES_D-104_AHU","Air Handling Unit","Gold Hill Elementary School","FXTQ24PAVJU","1305631690","Daikin","Classroom","D_104_VRVHP_2301"]
[{"v":1865,"d":"1,865"},"GHES_D-105_AHU","Air Handling Unit","Gold Hill Elementary School","FXTQ24PAVJU","1305631693","Daikin","Classroom","D_105_VRVHP_2302"]
[{"v":1866,"d":"1,866"},"GHES_D-106_AHU","Air Handling Unit","Gold Hill Elementary School","FXTQ24PAVJU","1403250871","Daikin","Classroom","D_106_VRVHP_2303"]
[{"v":1867,"d":"1,867"},"GHES_D-108_AHU","Air Handling Unit","Gold Hill Elementary School","FXTQ24PAVJU","1305631691","Daikin","Lounge","D_108_VRVHP_2312"]
[{"v":1868,"d":"1,868"},"GHES_D-109_AHU","Air Handling Unit","Gold Hill Elementary School","FXTQ24PAVJU","1403250972","Daikin","Classroom","D_109_VRVHP_2304"]
[{"v":1869,"d":"1,869"},"GHES_D-110_AHU","Air Handling Unit","Gold Hill Elementary School","FXTQ24PAVJU","1403250876","Daikin","Classroom","D_110_VRVHP_2305"]
[{"v":1870,"d":"1,870"},"GHES_D-111_AHU","Air Handling Unit","Gold Hill Elementary School","FXTQ24PAVJU","1305631688","Daikin","Classroom","D_111_VRVHP_2306"]
[{"v":1260,"d":"1,260"},"GHES_ERU_001","Energy Recovery Unit","Gold Hill Elementary School","NO TAG","NO TAG"]
[{"v":1261,"d":"1,261"},"GHES_ERU_002","Energy Recovery Unit","Gold Hill Elementary School","NO TAG","NO TAG"]
[{"v":1262,"d":"1,262"},"GHES_ERU_003","Energy Recovery Unit","Gold Hill Elementary School","NO TAG","NO TAG"]
[{"v":1253,"d":"1,253"},"GHES_D100-D106A_HTP","Heat Pump","Gold Hill Elementary School","REYQ120TYDN","1505302982","Daikin","Outside","HP-10A"]
[{"v":1254,"d":"1,254"},"GHES_D100-D106B_HTP","Heat Pump","Gold Hill Elementary School","REYQ72TYDN","1505371257","Daikin","Outside","HP-10B"]
[{"v":1255,"d":"1,255"},"GHES_D108-D116A_HTP","Heat Pump","Gold Hill Elementary School","REYQ96TYDN","1505343610","Daikin","Outside","HP-11B"]
[{"v":1256,"d":"1,256"},"GHES_D108-D116B_HTP","Heat Pump","Gold Hill Elementary School","REYQ144TYDN","1505350878","Daikin","Outside","HP-11A"]
[{"v":1791,"d":"1,791"},"GHES_A102-A209A_HTP","Heat Pump","Gold Hill Elementary School","REYQ168TDN","1502041790","Daikin","Outside","HP-2A"]
[{"v":1792,"d":"1,792"},"GHES_A102-A209B_HTP","Heat Pump","Gold Hill Elementary School","REYQ168TDN","1502041791","Daikin","Outside","HP-2B"]
[{"v":1793,"d":"1,793"},"GHES_A211-A218A_HTP","Heat Pump","Gold Hill Elementary School","REYQ168TYDN","1502069573","Daikin","Outside","HP-3A"]
[{"v":1794,"d":"1,794"},"GHES_A211-A218B_HTP","Heat Pump","Gold Hill Elementary School","REYQ168TYDN","1502069572","Daikin","Outside","HP-3B"]
[{"v":1795,"d":"1,795"},"GHES_A220-A227A_HTP","Heat Pump","Gold Hill Elementary School","REYQ168TYDN","1502069574","Daikin","Outside","HP-4A"]
[{"v":1796,"d":"1,796"},"GHES_A220-A227B_HTP","Heat Pump","Gold Hill Elementary School","REYQ168TYDN","1502057524","Daikin","Outside","HP-4B"]
[{"v":1819,"d":"1,819"},"GHES_B101-B106A_HTP","Heat Pump","Gold Hill Elementary School","REYQ144YTDN","1505322441","Daikin","Outside","HP-5A"]
[{"v":1820,"d":"1,820"},"GHES_B101-B106B_HTP","Heat Pump","Gold Hill Elementary School","REYQ168TDN","1502057522","Daikin","Outside","HP-5B"]
[{"v":1821,"d":"1,821"},"GHES_B107-B115A_HTP","Heat Pump","Gold Hill Elementary School","REYQ168TDN","1502057523","Daikin","Outside","HP-6A"]
[{"v":1822,"d":"1,822"},"GHES_B107-B115B_HTP","Heat Pump","Gold Hill Elementary School","REYQ168TDN","1502041792","Daikin","Outside","HP-6B"]
[{"v":1848,"d":"1,848"},"GHES_C101-C106A_HTP","Heat Pump","Gold Hill Elementary School","REYQ144TYDN","1505322442","Daikin","Outside","HP-7A"]
[{"v":1849,"d":"1,849"},"GHES_C101-C106B_HTP","Heat Pump","Gold Hill Elementary School","REYQ120TYDN","1505322568","Daikin","Outside","HP-7B"]
[{"v":1850,"d":"1,850"},"GHES_C108-C118A_HTP","Heat Pump","Gold Hill Elementary School","REYQ144TYDN","1505302528","Daikin","Outside","HP-8B"]
[{"v":1851,"d":"1,851"},"GHES_C108-C118B_HTP","Heat Pump","Gold Hill Elementary School","REYQ144TYDN","1505322439","Daikin","Outside","HP-8A"]
[{"v":1852,"d":"1,852"},"GHES_C120-C122A_HTP","Heat Pump","Gold Hill Elementary School","REYQ96TYDN","1505366590","Daikin","Outside","HP-9B"]
[{"v":1853,"d":"1,853"},"GHES_C120-C122B_HTP","Heat Pump","Gold Hill Elementary School","REYQ120TYDN","1505322566","Daikin","Outside","HP-9A"]
[{"v":1854,"d":"1,854"},"GHES_CAFEA_HTP","Heat Pump","Gold Hill Elementary School","REYQ120TYDN","1505322567","Daikin","Outside","HP-1A"]
[{"v":1855,"d":"1,855"},"GHES_CAFEB_HTP","Heat Pump","Gold Hill Elementary School","REYQ120TYDN","1505322569","Daikin","Outside","HP-1B"]
[{"v":1856,"d":"1,856"},"GHES_CAFEC_HTP","Heat Pump","Gold Hill Elementary School","REYQ120TYDN","1505371355","Daikin","Outside","HP-1C"]
[{"v":1858,"d":"1,858"},"GHES_CPMP_001","Pump, Circulator","Gold Hill Elementary School","PR-AB","102200","Bell & Gossett","Storage - Outside of D Wing"]
[{"v":1330,"d":"1,330"},"GHMS_A-115_AHU","Air Handling Unit","Gold Hill Middle School","FXTQ48PAVJU","1604357750","Daikin","A-115"]
[{"v":1331,"d":"1,331"},"GHMS_A-HALL_AHU","Air Handling Unit","Gold Hill Middle School","FXTQ36PAVJU","1605071858","Daikin","A-Hall","AHU-1G"]
[{"v":1334,"d":"1,334"},"GHMS_A101_AHU","Air Handling Unit","Gold Hill Middle School","FXTQ24PAVJU","1606629293","Daikin","A101","AHU-1E\nOffice lobby "]
[{"v":1335,"d":"1,335"},"GHMS_A105_AHU","Air Handling Unit","Gold Hill Middle School","FXTQ24PAVJU","1606629271","Daikin","A105","AHU-1F\nPrincipals office"]
[{"v":1336,"d":"1,336"},"GHMS_A106_AHU","Air Handling Unit","Gold Hill Middle School","FXTQ24PAVJU","1606629269","Daikin","A106","AHU-1A\nServes breakroom"]
[{"v":1337,"d":"1,337"},"GHMS_A110_AHU","Air Handling Unit","Gold Hill Middle School","FXTQ36PAVJU","1605071857","Daikin","A110","AHU-1B"]
[{"v":1338,"d":"1,338"},"GHMS_A112_AHU","Air Handling Unit","Gold Hill Middle School","FXTQ36PAVJU","1605071859","Daikin","A112","AHU-1C"]
[{"v":1339,"d":"1,339"},"GHMS_A116A_AHU","Air Handling Unit","Gold Hill Middle School","FXTQ48PAVJU","15052161","Daikin",null,"Feeds media center"]
[{"v":1341,"d":"1,341"},"GHMS_A116B_AHU","Air Handling Unit","Gold Hill Middle School","FXTQ48PAVJU","15052188","Daikin",null,"Feeds media center"]
[{"v":1343,"d":"1,343"},"GHMS_A119_AHU","Air Handling Unit","Gold Hill Middle School","FXTQ36PAVJU","1605071840","Daikin","A119","AHU-1H"]
[{"v":1344,"d":"1,344"},"GHMS_A122_AHU","Air Handling Unit","Gold Hill Middle School","FXTQ24PAVJU","1606629272","Daikin","A122","AHU-1I\nGuidance "]
[{"v":1345,"d":"1,345"},"GHMS_A124_AHU","Air Handling Unit","Gold Hill Middle School","FXTQ24PAVJU","1606629270","Daikin","A124","AHU-1J\nGuidance "]
[{"v":1349,"d":"1,349"},"GHMS_B-200_AHU","Air Handling Unit","Gold Hill Middle School","FXTQ24PAVJU","1605071847","Daikin","B-200"]
[{"v":1350,"d":"1,350"},"GHMS_B-201_AHU","Air Handling Unit","Gold Hill Middle School","FXTQ48PAVJU","1605280076","Daikin","B-201"]
[{"v":1351,"d":"1,351"},"GHMS_B-203_AHU","Air Handling Unit","Gold Hill Middle School","FXTQ36PAVJU","1605071845","Daikin","B-203"]
[{"v":1352,"d":"1,352"},"GHMS_B-205_AHU","Air Handling Unit","Gold Hill Middle School","FXTQ36PAVJU","1605071832","Daikin","B-205"]
[{"v":1353,"d":"1,353"},"GHMS_B-207_AHU","Air Handling Unit","Gold Hill Middle School","FXTQ36PAVJU","1605071852","Daikin","B-207"]
[{"v":1354,"d":"1,354"},"GHMS_B-211_AHU","Air Handling Unit","Gold Hill Middle School","FXTQ36PAVJU","1605071839","Daikin","B-211"]
[{"v":1355,"d":"1,355"},"GHMS_B-213_AHU","Air Handling Unit","Gold Hill Middle School","FXTQ36PAVJU","1605050431","Daikin","B-213"]
[{"v":1356,"d":"1,356"},"GHMS_B-214_AHU","Air Handling Unit","Gold Hill Middle School","FXTQ36PAVJU","1605050431","Daikin","B-214"]
[{"v":1357,"d":"1,357"},"GHMS_B-215_AHU","Air Handling Unit","Gold Hill Middle School","FXTQ36PAVJU","1605050429","Daikin","B-215"]
[{"v":1358,"d":"1,358"},"GHMS_B-216_AHU","Air Handling Unit","Gold Hill Middle School","FXTQ36PAVJU","1605050428","Daikin","B-216"]
[{"v":1359,"d":"1,359"},"GHMS_B-217_AHU","Air Handling Unit","Gold Hill Middle School","FXTQ36PAVJU","1605071848","Daikin","B-217"]
[{"v":1360,"d":"1,360"},"GHMS_B-218_AHU","Air Handling Unit","Gold Hill Middle School","FXTQ36PAVJU","1605071846","Daikin","B-218"]
[{"v":1361,"d":"1,361"},"GHMS_B-220_AHU","Air Handling Unit","Gold Hill Middle School","FXTQ48PAVJU","1605280078","Daikin","B-220"]
[{"v":1362,"d":"1,362"},"GHMS_B219_AHU","Air Handling Unit","Gold Hill Middle School","FXTQ36PAVJU","1605071837","Daikin","B219","AHU-2B"]
[{"v":1363,"d":"1,363"},"GHMS_B220_AHU","Air Handling Unit","Gold Hill Middle School","FXTQ48PAVJU","1605280078","Daikin","B220","AHU-2C duplicate already in mikes list"]
[{"v":1369,"d":"1,369"},"GHMS_C-304_AHU","Air Handling Unit","Gold Hill Middle School","FXTQ36PAVJU","1605050430","Daikin","C-304"]
[{"v":1370,"d":"1,370"},"GHMS_C-305_AHU","Air Handling Unit","Gold Hill Middle School","FXTQ36PAVJU","1605071851","Daikin","C-305"]
[{"v":1371,"d":"1,371"},"GHMS_C-306_AHU","Air Handling Unit","Gold Hill Middle School","FXTQ36PAVJU","1605071831","Daikin","C-306"]
[{"v":1372,"d":"1,372"},"GHMS_C-307_AHU","Air Handling Unit","Gold Hill Middle School","FXTQ36PAVJU","1605071841","Daikin","C-307"]
[{"v":1373,"d":"1,373"},"GHMS_C-309_AHU","Air Handling Unit","Gold Hill Middle School","FXTQ36PAVJU","1605071843","Daikin","C-309"]
[{"v":1374,"d":"1,374"},"GHMS_C-310_AHU","Air Handling Unit","Gold Hill Middle School","FXTQ36PAVJU","1605071849","Daikin","C-310"]
[{"v":1375,"d":"1,375"},"GHMS_C-311_AHU","Air Handling Unit","Gold Hill Middle School","FXTQ36PAVJU","1605071850","Daikin","C-311"]
[{"v":1376,"d":"1,376"},"GHMS_C-312_AHU","Air Handling Unit","Gold Hill Middle School","FXTQ36PAVJU","1605071836","Daikin","C-312"]
[{"v":1377,"d":"1,377"},"GHMS_C-313_AHU","Air Handling Unit","Gold Hill Middle School","FXTQ36PAVJU","1605071844","Daikin","C-313"]
[{"v":1378,"d":"1,378"},"GHMS_C-314_AHU","Air Handling Unit","Gold Hill Middle School","FXTQ36PAVJU","1605071842","Daikin","C-314"]
[{"v":1384,"d":"1,384"},"GHMS_CAFEA_AHU","Air Handling Unit","Gold Hill Middle School","FXMQ96MVJU","A002889","Daikin","Cafeteria","AHU-9C"]
[{"v":1385,"d":"1,385"},"GHMS_CAFEB_AHU","Air Handling Unit","Gold Hill Middle School","FXMQ96MVJU",null,"Daikin","Cafeteria","AHU-9B - Tag not accessible"]
[{"v":1386,"d":"1,386"},"GHMS_CAFEC_AHU","Air Handling Unit","Gold Hill Middle School","DPS006AHHE4DW-4","253605","Daikin","Roof top","Serves cafeteria"]
[{"v":1387,"d":"1,387"},"GHMS_CAFESOUTH_AHU","Air Handling Unit","Gold Hill Middle School","FXMQ96MVJU","A002616","Daikin","CAFESOUTH"]
[{"v":1389,"d":"1,389"},"GHMS_D-405_AHU","Air Handling Unit","Gold Hill Middle School","FXTQ36PAVJU","1605071838","Daikin","D-405"]
[{"v":1390,"d":"1,390"},"GHMS_D-406_AHU","Air Handling Unit","Gold Hill Middle School","FXTQ24PAVJU","1605231169","Daikin","D-406"]
[{"v":1391,"d":"1,391"},"GHMS_D-407_AHU","Air Handling Unit","Gold Hill Middle School","FXTQ36PAVJU","1605050411","Daikin","D-407"]
[{"v":1392,"d":"1,392"},"GHMS_D-408_AHU","Air Handling Unit","Gold Hill Middle School","FXTQ36PAVJU","1605071829","Daikin","D-408"]
[{"v":1393,"d":"1,393"},"GHMS_D-409_AHU","Air Handling Unit","Gold Hill Middle School","FXTQ36PAVJU","1605071834","Daikin","D-409"]
[{"v":1394,"d":"1,394"},"GHMS_D-410_AHU","Air Handling Unit","Gold Hill Middle School","FXTQ36PAVJU","1605050417","Daikin","D-410"]
[{"v":1395,"d":"1,395"},"GHMS_D-411_AHU","Air Handling Unit","Gold Hill Middle School","FXTQ36PAVJU","1605071830","Daikin","D-411"]
[{"v":1396,"d":"1,396"},"GHMS_D-412_AHU","Air Handling Unit","Gold Hill Middle School","FXTQ36PAVJU","1605050412","Daikin","D-412"]
[{"v":1397,"d":"1,397"},"GHMS_D-413_AHU","Air Handling Unit","Gold Hill Middle School","FXTQ36PAVJU","1605050413","Daikin","D-413"]
[{"v":1398,"d":"1,398"},"GHMS_D-414_AHU","Air Handling Unit","Gold Hill Middle School","FXTQ36PAVJU","1605071833","Daikin","D-414"]
[{"v":1399,"d":"1,399"},"GHMS_D-415_AHU","Air Handling Unit","Gold Hill Middle School","FXTQ36PAVJU","1602161269","Daikin","D-415"]
[{"v":1405,"d":"1,405"},"GHMS_E-506_AHU","Air Handling Unit","Gold Hill Middle School","FXTQ48PAVJU","1605280079","Daikin","E-506"]
[{"v":1406,"d":"1,406"},"GHMS_E517_AHU","Air Handling Unit","Gold Hill Middle School","FXTQ48PAVJU","1605280068","Daikin","E517","AHU-6D"]
[{"v":1407,"d":"1,407"},"GHMS_E518_AHU","Air Handling Unit","Gold Hill Middle School","FXTQ48PAVJU","1605280077","Daikin","E518","AHU-6B"]
[{"v":1408,"d":"1,408"},"GHMS_E519_AHU","Air Handling Unit","Gold Hill Middle School","FXTQ24PAVJU","1605231171","Daikin","E519","AHU-6C"]
[{"v":1409,"d":"1,409"},"GHMS_E520_AHU","Air Handling Unit","Gold Hill Middle School","FXMT036PAVJU","1602161270","Daikin","E520","AHU-6A"]
[{"v":1422,"d":"1,422"},"GHMS_F-610_AHU","Air Handling Unit","Gold Hill Middle School","FXTQ54PAVJU","1603215035","Daikin","F-610"]
[{"v":1423,"d":"1,423"},"GHMS_F-612_AHU","Air Handling Unit","Gold Hill Middle School","FXTQ54PAVJU","1603215036","Daikin","F-612"]
[{"v":1424,"d":"1,424"},"GHMS_F-615_AHU","Air Handling Unit","Gold Hill Middle School","FXTQ54PAVJU","1603215033","Daikin","F-615"]
[{"v":1425,"d":"1,425"},"GHMS_F-616_AHU","Air Handling Unit","Gold Hill Middle School","FXTQ54PAVJU","1603215034","Daikin","F-616"]
[{"v":1426,"d":"1,426"},"GHMS_F-617_AHU","Air Handling Unit","Gold Hill Middle School","FXTQ54PAVJU","1602250722","Daikin","F-617"]
[{"v":1437,"d":"1,437"},"GHMS_GYMA_AHU","Air Handling Unit","Gold Hill Middle School","FXMQ96MVJU","A002673","Daikin","Gym","AHU-7A"]
[{"v":1438,"d":"1,438"},"GHMS_GYMB_AHU","Air Handling Unit","Gold Hill Middle School","FXMQ96MVJU",null,"Daikin","Gym","AHU-7B"]
[{"v":1439,"d":"1,439"},"GHMS_GYMC_AHU","Air Handling Unit","Gold Hill Middle School","FXMQ96MVJU","A002672","Daikin","Gym","AHU-7C"]
[{"v":1444,"d":"1,444"},"GHMS_KITCHEN_AHU","Air Handling Unit","Gold Hill Middle School","FXTQ54PAVJU","1602250723","Daikin","KITCHEN"]
[{"v":1459,"d":"1,459"},"GHMS_MEDIACENTERA_AHU","Air Handling Unit","Gold Hill Middle School","FXTQ30PAVJU","1506186714","Daikin","Media Center"]
[{"v":1460,"d":"1,460"},"GHMS_MEDIACENTERB_AHU","Air Handling Unit","Gold Hill Middle School","FXTQ24PAVJU","1506669009","Daikin","Media Center"]
[{"v":1461,"d":"1,461"},"GHMS_MEDIACENTEROFFICE_AHU","Air Handling Unit","Gold Hill Middle School","FXTQ48PAVJU","1505213850","Daikin","Media Center Office"]
[{"v":1502,"d":"1,502"},"GHMS_WORKRM_AHU","Air Handling Unit","Gold Hill Middle School","FXTQ24PAVJU","1605231170","Daikin","WorkRm","200_WoRm_AHU_315  AHU-2A duplicate already in mikes list"]
[{"v":1503,"d":"1,503"},"GHMS_WORKROOM_AHU","Air Handling Unit","Gold Hill Middle School","FXTQ24PAVJU","1605231172","Daikin","WORKROOM"]
[{"v":1332,"d":"1,332"},"GHMS_A-WINGA_HTP","Heat Pump","Gold Hill Middle School","REYQ144TYDN","1603090682","Daikin","A-WING"]
[{"v":1333,"d":"1,333"},"GHMS_A-WINGB_HTP","Heat Pump","Gold Hill Middle School","REYQ144TYDN","1604216932","Daikin","A-WING2"]
[{"v":1340,"d":"1,340"},"GHMS_A116A_HTP","Heat Pump","Gold Hill Middle School","RXYQ96TYDN","1506034397","Daikin","Outside","Feeds media center"]
[{"v":1342,"d":"1,342"},"GHMS_A116B_HTP","Heat Pump","Gold Hill Middle School","RXYQ96TYDN","1506128028","Daikin","Outside","Feeds media center"]
[{"v":1481,"d":"1,481"},"GHMS_SYSTEM2A_HTP","Heat Pump","Gold Hill Middle School","REYQ168TYDN","1603110025","Daikin","SYSTEM2A"]
[{"v":1482,"d":"1,482"},"GHMS_SYSTEM2B_HTP","Heat Pump","Gold Hill Middle School","REYQ144TYDN","1604191248","Daikin","SYSTEM2B"]
[{"v":1483,"d":"1,483"},"GHMS_SYSTEM3A_HTP","Heat Pump","Gold Hill Middle School","REYQ72TYDN","1601010257","Daikin","SYSTEM3A"]
[{"v":1484,"d":"1,484"},"GHMS_SYSTEM3B_HTP","Heat Pump","Gold Hill Middle School","REYQ120TYDN","1603050816","Daikin","SYSTEM3B"]
[{"v":1485,"d":"1,485"},"GHMS_SYSTEM4A_HTP","Heat Pump","Gold Hill Middle School","REYQ120TYDN","1604032655","Daikin","SYSTEM4A"]
[{"v":1486,"d":"1,486"},"GHMS_SYSTEM4B_HTP","Heat Pump","Gold Hill Middle School","REYQ120TYDN","1603000352","Daikin","SYSTEM4B"]
[{"v":1487,"d":"1,487"},"GHMS_SYSTEM4C_HTP","Heat Pump","Gold Hill Middle School","REYQ120TYDN","1602358847","Daikin","SYSTEM4C"]
[{"v":1488,"d":"1,488"},"GHMS_SYSTEM5A_HTP","Heat Pump","Gold Hill Middle School","REYQ120TYDN","1604074927","Daikin","SYSTEM5A"]
[{"v":1489,"d":"1,489"},"GHMS_SYSTEM5B_HTP","Heat Pump","Gold Hill Middle School","REYQ120TYDN","1603032884","Daikin","SYSTEM5B"]
[{"v":1490,"d":"1,490"},"GHMS_SYSTEM5C_HTP","Heat Pump","Gold Hill Middle School","REYQ120TYDN","1602358846","Daikin","SYSTEM5C"]
[{"v":1491,"d":"1,491"},"GHMS_SYSTEM6A_HTP","Heat Pump","Gold Hill Middle School","REYQ72TYDN","1605037331","Daikin","SYSTEM6A"]
[{"v":1492,"d":"1,492"},"GHMS_SYSTEM6B_HTP","Heat Pump","Gold Hill Middle School","REYQ120TYDN","1603000357","Daikin","SYSTEM6B"]
[{"v":1493,"d":"1,493"},"GHMS_SYSTEM7A_HTP","Heat Pump","Gold Hill Middle School","REYQ144TYDN","1605056800","Daikin","SYSTEM7A"]
[{"v":1494,"d":"1,494"},"GHMS_SYSTEM7B_HTP","Heat Pump","Gold Hill Middle School","REYQ144TYDN","1605100354","Daikin","SYSTEM7B"]
[{"v":1495,"d":"1,495"},"GHMS_SYSTEM8A_HTP","Heat Pump","Gold Hill Middle School","REYQ144TYDN","1604361475","Daikin","SYSTEM8A"]
[{"v":1496,"d":"1,496"},"GHMS_SYSTEM8B_HTP","Heat Pump","Gold Hill Middle School","REYQ144TYDN","1603110061","Daikin","SYSTEM8B"]
[{"v":1497,"d":"1,497"},"GHMS_SYSTEM9A_HTP","Heat Pump","Gold Hill Middle School","REYQ144TYDN","1603090687","Daikin","SYSTEM9A"]
[{"v":1498,"d":"1,498"},"GHMS_SYSTEM9B_HTP","Heat Pump","Gold Hill Middle School","REYQ120TYDN","1604074930","Daikin","SYSTEM9B"]
[{"v":1364,"d":"1,364"},"GHMS_BACKHALL_RTU","Rooftop Package AC Unit","Gold Hill Middle School","DPS007AHHE4DW-3","FBOU160600819","Daikin","RTU-6"]
[{"v":1379,"d":"1,379"},"GHMS_C-315_RTU","Rooftop Package AC Unit","Gold Hill Middle School","DPS003AHHE44DW-3","FBOU160600548","Daikin","RTU-1","RTU-1"]
[{"v":1380,"d":"1,380"},"GHMS_C-316_RTU","Rooftop Package AC Unit","Gold Hill Middle School","DPS004AHHE4DW-4","FBOU160600796","Daikin","RTU-2"]
[{"v":1381,"d":"1,381"},"GHMS_C-317_RTU","Rooftop Package AC Unit","Gold Hill Middle School","DPS003AHHE44DW-3","FBOU160600601","Daikin","RTU-3"]
[{"v":1382,"d":"1,382"},"GHMS_C-318_RTU","Rooftop Package AC Unit","Gold Hill Middle School","DPS007AHHE4DW-3","FBOU160600814","Daikin","RTU-4"]
[{"v":1383,"d":"1,383"},"GHMS_C-319_RTU","Rooftop Package AC Unit","Gold Hill Middle School","DPS007AHHE4DW-3","FBOU160600815","Daikin","RTU-5"]
[{"v":1400,"d":"1,400"},"GHMS_D-416_RTU","Rooftop Package AC Unit","Gold Hill Middle School","DPS003AHHEW4-3","FBOU160600505","Daikin","RTU-8"]
[{"v":1401,"d":"1,401"},"GHMS_D-417_RTU","Rooftop Package AC Unit","Gold Hill Middle School","DPS004AHHE4DW-3",null,"Daikin","RTU-9"]
[{"v":1420,"d":"1,420"},"GHMS_F-420_RTU","Rooftop Package AC Unit","Gold Hill Middle School","DPS003AHHE44DW-3","FBOU160600602","Daikin","RTU-7"]
[{"v":1421,"d":"1,421"},"GHMS_F-601_RTU","Rooftop Package AC Unit","Gold Hill Middle School","DPS006AHHE4DW-4","FBOU160600504","Daikin","RTU-12"]
[{"v":1427,"d":"1,427"},"GHMS_F-618_RTU","Rooftop Package AC Unit","Gold Hill Middle School","DPS010AHHE4DW-4","FBOU160600809","Daikin","RTU-10"]
[{"v":1428,"d":"1,428"},"GHMS_F-618C_RTU","Rooftop Package AC Unit","Gold Hill Middle School","DPS003AHHE44DW-3","FBOU160600547","Daikin","RTU-11"]
[{"v":1440,"d":"1,440"},"GHMS_HALL_SSY","Split System","Gold Hill Middle School","RZQ36PVJU9","E002479","Daikin","HALL"]
[{"v":1443,"d":"1,443"},"GHMS_IT_SSY","Split System","Gold Hill Middle School","RK18NMVJU","G002418","Daikin","IT"]
[null,"KTES_CHILLER_1","Chiller","Kingstown Elementary School","RTAC185",null,"Trane Screw Chiller","Mechanical Room Outside"]
[null,"KTES_CHILLER_2","Chiller","Kingstown Elementary School","RTAC186",null,"Trane Screw Chiller","Mechanical Room Outside"]
[null,"KTES_RTU_01","Roof Top Unit","Kingstown Elementary School","CSAA",null,"Trane","A Wing Roof"]
[null,"KTES_RTU_02","Roof Top Unit","Kingstown Elementary School","CSAA",null,"Trane","A Wing Roof"]
[null,"KTES_RTU_03","Roof Top Unit","Kingstown Elementary School","CSAA",null,"Trane","B Wing Roof"]
[null,"KTES_RTU_04","Roof Top Unit","Kingstown Elementary School","CSAA",null,"Trane","D Wing Roof"]
[null,"KTES_RTU_05","Roof Top Unit","Kingstown Elementary School","CSAA",null,"Trane","C Wing Roof"]
[null,"KTES_RTU_06","Roof Top Unit","Kingstown Elementary School","CSAA",null,"Trane","B Wing Roof"]
[null,"KTES_RTU_07","Roof Top Unit","Kingstown Elementary School","CSAA",null,"Trane","B Wing Roof"]
[null,"KTES_RTU_08","Roof Top Unit","Kingstown Elementary School","CSAA",null,"Trane","B Wing Roof"]
[null,"KTES_RTU_09","Roof Top Unit","Kingstown Elementary School","CSAA",null,"Trane","Multi Purpose Roof"]
[null,"KTES_RTU_10","Roof Top Unit","Kingstown Elementary School","CSAA",null,"Trane","Café Roof"]
[null,"KTES_RTU_11","Roof Top Unit","Kingstown Elementary School","CSAA",null,"Trane","Kitchen Roof"]
[null,"KTES_AHU_12","Air Handler Unit","Kingstown Elementary School",null,null,"Trane","Mechanical Room"]
[null,"KTES_AHU_13","Air Handler Unit","Kingstown Elementary School",null,null,"Trane","Mechanical Room"]
[null,"KTES_MSHP_1","Mini Split Heat Pump","Kingstown Elementary School","PUZ-A24NHA4",null,"Mitsubishi","Roof "]
[null,"KTES_MSHP_2","Mini Split Heat Pump","Kingstown Elementary School","PUZ-A24NHA4",null,"Mitsubishi","Roof "]
[null,"KTES_MSHP_3","Mini Split Heat Pump","Kingstown Elementary School","PUZ-A24NHA4",null,"Mitsubishi","Roof "]
[null,"KTES_MSHP_4","Mini Split Heat Pump","Kingstown Elementary School","PUZ-A36NHA4",null,"Mitsubishi","Roof "]
[null,"KTES_MSHP_5","Mini Split Heat Pump","Kingstown Elementary School","PUZ-A24NHA4",null,"Mitsubishi","Roof "]
[null,"KTES_MSHP_6","Mini Split Heat Pump","Kingstown Elementary School","PUZ-A24NHA4",null,"Mitsubishi","Roof "]
[null,"KTES_A_RM109_VAV_1_1","VAV Box 14 inch","Kingstown Elementary School","VPEF",null,"Trane","A Wing First Floor Fed From RTU 1"]
[null,"KTES_A_RM110_VAV_1_2","VAV Box 10 inch ","Kingstown Elementary School","VPEF",null,"Trane","A Wing First Floor Fed From RTU 1"]
[null,"KTES_A_RM107_VAV_1_3","VAV Box 10 inch ","Kingstown Elementary School","VPEF",null,"Trane","A Wing First Floor Fed From RTU 1"]
[null,"KTES_A_RM108_VAV_1_4","VAV Box 10 inch ","Kingstown Elementary School","VPEF",null,"Trane","A Wing First Floor Fed From RTU 1"]
[null,"KTES_A_RM105_VAV_1_5","VAV Box 10 inch ","Kingstown Elementary School","VPEF",null,"Trane","A Wing First Floor Fed From RTU 1"]
[null,"KTES_A_RM106_VAV_1_6","VAV Box 10 inch ","Kingstown Elementary School","VPEF",null,"Trane","A Wing First Floor Fed From RTU 1"]
[null,"KTES_A_RM103_VAV_1_7","VAV Box 10 inch ","Kingstown Elementary School","VPEF",null,"Trane","A Wing First Floor Fed From RTU 1"]
[null,"KTES_A_RM104_VAV_1_8","VAV Box 10 inch ","Kingstown Elementary School","VPEF",null,"Trane","A Wing First Floor Fed From RTU 1"]
[null,"KTES_A_RM101_VAV_1_9","VAV Box 10 inch ","Kingstown Elementary School","VPEF",null,"Trane","A Wing First Floor Fed From RTU 1"]
[null,"KTES_A_RM102_VAV_1_10","VAV Box 12 inch","Kingstown Elementary School","VPEF",null,"Trane","A Wing First Floor Fed From RTU 1"]
[null,"KTES_A_RM113_VAV_2_1","VAV Box 12 inch","Kingstown Elementary School","VPEF",null,"Trane","A Wing Fed From RTU 2"]
[null,"KTES_A_RM113_VAV_2_2","VAV Box 12 inch","Kingstown Elementary School","VPEF",null,"Trane","A Wing Fed From RTU 2"]
[null,"KTES_A_RM115_VAV_2_3","VAV Box 10 inch ","Kingstown Elementary School","VPEF",null,"Trane","A Wing Fed From RTU 2"]
[null,"KTES_A_RM113A_VAV_2_4","VAV Box 10 inch ","Kingstown Elementary School","VPEF",null,"Trane","A Wing Fed From RTU 2"]
[null,"KTES_A_RM117_VAV_2_5","VAV Box 10 inch ","Kingstown Elementary School","VPEF",null,"Trane","A Wing Fed From RTU 2"]
[null,"KTES_A_RM113C_VAV_2_6","VAV Box 10 inch ","Kingstown Elementary School","VPEF",null,"Trane","A Wing Fed From RTU 2"]
[null,"KTES_A_RM121_VAV_2_7","VAV Box 10 inch ","Kingstown Elementary School","VPEF",null,"Trane","A Wing Fed From RTU 2"]
[null,"KTES_A_RM116_VAV_2_8","VAV Box 10 inch ","Kingstown Elementary School","VPEF",null,"Trane","A Wing Fed From RTU 2"]
[null,"KTES_A_RM214_VAV_7_1","VAV Box 10 inch ","Kingstown Elementary School","VPEF",null,"Trane","A Wing Fed from RTU 7"]
[null,"KTES_A_STAIR1_VAV_7_2","VAV Box 10 inch ","Kingstown Elementary School","VPEF",null,"Trane","A Wing Fed from RTU 7"]
[null,"KTES_A_RM212_VAV_7_3","VAV Box 10 inch ","Kingstown Elementary School","VPEF",null,"Trane","A Wing Fed from RTU 7"]
[null,"KTES_A_RM211_VAV_7_4","VAV Box 10 inch ","Kingstown Elementary School","VPEF",null,"Trane","A Wing Fed from RTU 7"]
[null,"KTES_A_RM208_VAV_7_5","VAV Box 10 inch ","Kingstown Elementary School","VPEF",null,"Trane","A Wing Fed from RTU 7"]
[null,"KTES_A_RM207_VAV_7_6","VAV Box 10 inch ","Kingstown Elementary School","VPEF",null,"Trane","A Wing Fed from RTU 7"]
[null,"KTES_A_RM206_VAV_7_7","VAV Box 10 inch ","Kingstown Elementary School","VPEF",null,"Trane","A Wing Fed from RTU 7"]
[null,"KTES_A_RM205_VAV_7_8","VAV Box 10 inch ","Kingstown Elementary School","VPEF",null,"Trane","A Wing Fed from RTU 7"]
[null,"KTES_A_RM202_VAV_7_9","VAV Box 10 inch ","Kingstown Elementary School","VPEF",null,"Trane","A Wing Fed from RTU 7"]
[null,"KTES_A_RM201_VAV_7_10","VAV Box 10 inch ","Kingstown Elementary School","VPEF",null,"Trane","A Wing Fed from RTU 7"]
[null,"KTES_B_RM126_VAV_3_1","VAV Box 10 inch ","Kingstown Elementary School","VPEF",null,"Trane","B Wing Fed from RTU 3"]
[null,"KTES_B_RM124_VAV_3_2","VAV Box 10 inch ","Kingstown Elementary School","VPEF",null,"Trane","B Wing Fed from RTU 3"]
[null,"KTES_B_RM122_VAV_3_3","VAV Box 10 inch ","Kingstown Elementary School","VPEF",null,"Trane","B Wing Fed from RTU 3"]
[null,"KTES_B_RM117_VAV_3_4","VAV Box 10 inch ","Kingstown Elementary School","VPEF",null,"Trane","B Wing Fed from RTU 3"]
[null,"KTES_B_RM120_VAV_3_5","VAV Box 10 inch ","Kingstown Elementary School","VPEF",null,"Trane","B Wing Fed from RTU 3"]
[null,"KTES_B_RM115_VAV_3_6","VAV Box 10 inch ","Kingstown Elementary School","VPEF",null,"Trane","B Wing Fed from RTU 3"]
[null,"KTES_B_RM118_VAV_3_7","VAV Box 10 inch ","Kingstown Elementary School","VPEF",null,"Trane","B Wing Fed from RTU 3"]
[null,"KTES_B_RM113_VAV_3_8","VAV Box 10 inch ","Kingstown Elementary School","VPEF",null,"Trane","B Wing Fed from RTU 3"]
[null,"KTES_B_RM116_VAV_3_9","VAV Box 10 inch ","Kingstown Elementary School","VPEF",null,"Trane","B Wing Fed from RTU 3"]
[null,"KTES_B_RM111_VAV_3_10","VAV Box 10 inch ","Kingstown Elementary School","VPEF",null,"Trane","B Wing Fed from RTU 3"]
[null,"KTES_B_RM114_VAV_3_11","VAV Box 10 inch ","Kingstown Elementary School","VPEF",null,"Trane","B Wing Fed from RTU 3"]
[null,"KTES_B_RM110_VAV_6_1","VAV Box","Kingstown Elementary School","VPEF",null,"Trane","B Wing Fed from RTU 6"]
[null,"KTES_B_RM107_VAV_6_2","VAV Box","Kingstown Elementary School","VPEF",null,"Trane","B Wing Fed from RTU 6"]
[null,"KTES_B_RM100C_VAV_6_3","VAV Box","Kingstown Elementary School","VPEF",null,"Trane","B Wing Fed from RTU 6"]
[null,"KTES_B_RM103A_VAV_6_4","VAV Box","Kingstown Elementary School","VPEF",null,"Trane","B Wing Fed from RTU 6"]
[null,"KTES_B_RM103C_VAV_6_5","VAV Box","Kingstown Elementary School","VPEF",null,"Trane","B Wing Fed from RTU 6"]
[null,"KTES_B_RM103H_VAV_6_6","VAV Box","Kingstown Elementary School","VPEF",null,"Trane","B Wing Fed from RTU 6"]
[null,"KTES_B_RM103F_VAV_6_7","VAV Box","Kingstown Elementary School","VPEF",null,"Trane","B Wing Fed from RTU 6"]
[null,"KTES_B_RM105_VAV_6_8","VAV Box","Kingstown Elementary School","VPEF",null,"Trane","B Wing Fed from RTU 6"]
[null,"KTES_B_RM105_VAV_6_9","VAV Box","Kingstown Elementary School","VPEF",null,"Trane","B Wing Fed from RTU 6"]
[null,"KTES_B_RM105LVAV_6_10","VAV Box","Kingstown Elementary School","VPEF",null,"Trane","B Wing Fed from RTU 6"]
[null,"KTES_B_RM105F_VAV_6_11","VAV Box","Kingstown Elementary School","VPEF",null,"Trane","B Wing Fed from RTU 6"]
[null,"KTES_B_RM105D_VAV_6_12","VAV Box","Kingstown Elementary School","VPEF",null,"Trane","B Wing Fed from RTU 6"]
[null,"KTES_B_RM105B10_VAV_6_13","VAV Box","Kingstown Elementary School","VPEF",null,"Trane","B Wing Fed from RTU 6"]
[null,"KTES_B_RM100_VAV_6_14","VAV Box","Kingstown Elementary School","VPEF",null,"Trane","B Wing Fed from RTU 6"]
[null,"KTES_B_RM112_VAV_6_15","VAV Box","Kingstown Elementary School","VPEF",null,"Trane","B Wing Fed from RTU 6"]
[null,"KTES_B_RM202_VAV_7_11","VAV Box","Kingstown Elementary School","VPEF",null,"Trane","B Wing Fed from RTU 7"]
[null,"KTES_B_RM207_VAV_7_12","VAV Box","Kingstown Elementary School","VPEF",null,"Trane","B Wing Fed from RTU 7"]
[null,"KTES_B_RM203_VAV_7_13","VAV Box","Kingstown Elementary School","VPEF",null,"Trane","B Wing Fed from RTU 7"]
[null,"KTES_B_RM200C_VAV_7_14","VAV Box","Kingstown Elementary School","VPEF",null,"Trane","B Wing Fed from RTU 7"]
[null,"KTES_B_RM226_VAV_8_1","VAV Box","Kingstown Elementary School","VPEF",null,"Trane","B Wing Fed from RTU 8"]
[null,"KTES_B_RM224_VAV_8_2","VAV Box","Kingstown Elementary School","VPEF",null,"Trane","B Wing Fed from RTU 8"]
[null,"KTES_B_STAIR2_VAV_8_3","VAV Box","Kingstown Elementary School","VPEF",null,"Trane","B Wing Fed from RTU 8"]
[null,"KTES_B_RM220_VAV_8_4","VAV Box","Kingstown Elementary School","VPEF",null,"Trane","B Wing Fed from RTU 8"]
[null,"KTES_B_RM227_VAV_8_5","VAV Box","Kingstown Elementary School","VPEF",null,"Trane","B Wing Fed from RTU 8"]
[null,"KTES_B_RM216_VAV_8_6","VAV Box","Kingstown Elementary School","VPEF",null,"Trane","B Wing Fed from RTU 8"]
[null,"KTES_B_RM223_VAV_8_7","VAV Box","Kingstown Elementary School","VPEF",null,"Trane","B Wing Fed from RTU 8"]
[null,"KTES_B_RM214_VAV_8_8","VAV Box","Kingstown Elementary School","VPEF",null,"Trane","B Wing Fed from RTU 8"]
[null,"KTES_B_RM221_VAV_8_9","VAV Box","Kingstown Elementary School","VPEF",null,"Trane","B Wing Fed from RTU 8"]
[null,"KTES_B_RM210_VAV_8_10","VAV Box","Kingstown Elementary School","VPEF",null,"Trane","B Wing Fed from RTU 8"]
[null,"KTES_B_RM217_VAV_8_11","VAV Box","Kingstown Elementary School","VPEF",null,"Trane","B Wing Fed from RTU 8"]
[null,"KTES_B_RM208_VAV_8_12","VAV Box","Kingstown Elementary School","VPEF",null,"Trane","B Wing Fed from RTU 8"]
[null,"KTES_B_RM213_VAV_8_13","VAV Box","Kingstown Elementary School","VPEF",null,"Trane","B Wing Fed from RTU 8"]
[null,"KTES_B_RM204_VAV_8_14","VAV Box","Kingstown Elementary School","VPEF",null,"Trane","B Wing Fed from RTU 8"]
[null,"KTES_B_RM209_VAV_8_15","VAV Box","Kingstown Elementary School","VPEF",null,"Trane","B Wing Fed from RTU 8"]
[null,"KTES_B_RM211_VAV_8_16","VAV Box","Kingstown Elementary School","VPEF",null,"Trane","B Wing Fed from RTU 8"]
[null,"KTES_C_RM112_VAV_5_1","VAV Box","Kingstown Elementary School","VPEF",null,"Trane","C Wing Fed from RTU 5"]
[null,"KTES_C_RM111_VAV_5_2","VAV Box","Kingstown Elementary School","VPEF",null,"Trane","C Wing Fed from RTU 5"]
[null,"KTES_C_RM110_VAV_5_3","VAV Box","Kingstown Elementary School","VPEF",null,"Trane","C Wing Fed from RTU 5"]
[null,"KTES_C_RM109_VAV_5_4","VAV Box","Kingstown Elementary School","VPEF",null,"Trane","C Wing Fed from RTU 5"]
[null,"KTES_C_RM108_VAV_5_5","VAV Box","Kingstown Elementary School","VPEF",null,"Trane","C Wing Fed from RTU 5"]
[null,"KTES_C_RM107_VAV_5_6","VAV Box","Kingstown Elementary School","VPEF",null,"Trane","C Wing Fed from RTU 5"]
[null,"KTES_C_RM106_VAV_5_7","VAV Box","Kingstown Elementary School","VPEF",null,"Trane","C Wing Fed from RTU 5"]
[null,"KTES_C_RM105_VAV_5_8","VAV Box","Kingstown Elementary School","VPEF",null,"Trane","C Wing Fed from RTU 5"]
[null,"KTES_C_RM104_VAV_5_9","VAV Box","Kingstown Elementary School","VPEF",null,"Trane","C Wing Fed from RTU 5"]
[null,"KTES_C_RM103_VAV_5_10","VAV Box","Kingstown Elementary School","VPEF",null,"Trane","C Wing Fed from RTU 5"]
[null,"KTES_C_RM101_VAV_5_12","VAV Box","Kingstown Elementary School","VPEF",null,"Trane","C Wing Fed from RTU 5"]
[null,"KTES_D_RM100_VAV_4_1","VAV Box","Kingstown Elementary School","VPEF",null,"Trane","D Wing Fed from RTU 4"]
[null,"KTES_D_RM101_VAV_4_2","VAV Box","Kingstown Elementary School","VPEF",null,"Trane","D Wing Fed from RTU 4"]
[null,"KTES_D_RM100_VAV_4_3","VAV Box","Kingstown Elementary School","VPEF",null,"Trane","D Wing Fed from RTU 4"]
[null,"KTES_D_RM103_VAV_4_4","VAV Box","Kingstown Elementary School","VPEF",null,"Trane","D Wing Fed from RTU 4"]
[null,"KTES_E_RM110_VAV_4_5","VAV Box","Kingstown Elementary School","VPEF",null,"Trane","E Wing Fed from RTU 4"]
[null,"KTES_E_RM112_VAV_4_6","VAV Box","Kingstown Elementary School","VPEF",null,"Trane","E Wing Fed from RTU 4"]
[620,"NFHS_G103_AHU","Air Handling Unit","Nation Ford High School","LAH 004 ADH",null,"Mcquay","G103","AHU 72"]
[621,"NFHS_G300WING_AHU","Air Handling Unit","Nation Ford High School",null,null,"Enviro-Tec","G-300 Wing","BC29 (Tag too high)"]
[622,"NFHS_G309_AHU","Air Handling Unit","Nation Ford High School","LAH 003 ADH","TLN U 06 04 00101","Mcquay","G309","AHU 70"]
[623,"NFHS_G311_AHU","Air Handling Unit","Nation Ford High School","LAH 003 ADH",null,"Mcquay","G311","AHU69 (Tag not accessible)"]
[624,"NFHS_G313_AHU","Air Handling Unit","Nation Ford High School","LAH 007 ADH","TLN U 06 04 00167","Mcquay","G313","AHU68"]
[629,"NFHS_HALLWAY-2_AHU","Air Handling Unit","Nation Ford High School","LAH 002 ADH",null,"Mcquay","Hallway","AHU 132 (Tag covered)"]
[630,"NFHS_HALLWAY_AHU","Air Handling Unit","Nation Ford High School","LAH 002 ADH",null,"Mcquay","Hallway"]
[631,"NFHS_HOME-LR_AHU","Air Handling Unit","Nation Ford High School","BAYHTRL31DAB","9065NNDLD","Trane","Home dressing room","2009"]
[648,"NFHS_N_AHU","Air Handling Unit","Nation Ford High School","H","AHU 150123-01","Enviro-Tec","N504","BC22"]
[649,"NFHS_N100_AHU","Air Handling Unit","Nation Ford High School","H","AHU150123-01","Enviro-Tec",null,"BC-6"]
[650,"NFHS_N101_AHU","Air Handling Unit","Nation Ford High School","H","AHU150123-01","Enviro-Tec",null,"BC-37"]
[651,"NFHS_N102_AHU","Air Handling Unit","Nation Ford High School","H","AHU150123-01","Enviro-Tec",null,"BC-7"]
[652,"NFHS_N103_AHU","Air Handling Unit","Nation Ford High School","H","AHU150123-01","Enviro-Tec",null,"BC-38"]
[653,"NFHS_N104_AHU","Air Handling Unit","Nation Ford High School","H","AHU150123-01","Enviro-Tec",null,"BC-8"]
[654,"NFHS_N105-2_AHU","Air Handling Unit","Nation Ford High School","H","AHU150123-01","Enviro-Tec",null,"BC-1A"]
[655,"NFHS_N105_AHU","Air Handling Unit","Nation Ford High School","H","AHU150123-01","Enviro-Tec",null,"BC-1B"]
[656,"NFHS_N106_AHU","Air Handling Unit","Nation Ford High School","H","AHU150123-01","Enviro-Tec",null,"BC-9"]
[657,"NFHS_N107-2_AHU","Air Handling Unit","Nation Ford High School","H","AHU150123-01","Enviro-Tec",null,"BC-2A"]
[658,"NFHS_N107_AHU","Air Handling Unit","Nation Ford High School","H","AHU150123-01","Enviro-Tec",null,"BC-2B"]
[659,"NFHS_N108_AHU","Air Handling Unit","Nation Ford High School","H","AHU150123-01","Enviro-Tec",null,"BC-10"]
[660,"NFHS_N109A-2_AHU","Air Handling Unit","Nation Ford High School","H","AHU150123-01A","Enviro-Tec",null,"BC-30"]
[661,"NFHS_N109A-3_AHU","Air Handling Unit","Nation Ford High School","H","AHU150123-01A","Enviro-Tec",null,"BC-36"]
[662,"NFHS_N109A-4_AHU","Air Handling Unit","Nation Ford High School","H","AHU150123-01A","Enviro-Tec",null,"BC-30"]
[663,"NFHS_N109A_AHU","Air Handling Unit","Nation Ford High School","H","AHU150123-01A","Enviro-Tec",null,"BC-3"]
[664,"NFHS_N110_AHU","Air Handling Unit","Nation Ford High School","H","AHU150123-01","Enviro-Tec",null,"BC-11"]
[665,"NFHS_N112_AHU","Air Handling Unit","Nation Ford High School","H","AHU150123-01","Enviro-Tec",null,"BC-12"]
[666,"NFHS_N113_AHU","Air Handling Unit","Nation Ford High School","H","AHU150123-01A","Enviro-Tec",null,"BC-5"]
[667,"NFHS_N114_AHU","Air Handling Unit","Nation Ford High School","H","AHU150123-01","Enviro-Tec",null,"BC-13"]
[668,"NFHS_N500_AHU","Air Handling Unit","Nation Ford High School",null,null,"Enviro-Tec","N500","BC19 (Tag not available)"]
[669,"NFHS_N501_AHU","Air Handling Unit","Nation Ford High School",null,null,"Enviro-Tec","N501","BC39 (Tag not available)"]
[670,"NFHS_N502_AHU","Air Handling Unit","Nation Ford High School",null,null,"Enviro-Tec","N502","BC20 (Tag not available)"]
[671,"NFHS_N503_AHU","Air Handling Unit","Nation Ford High School",null,null,"Enviro-Tec","N503","BC40 (Tag not available)"]
[672,"NFHS_N504_AHU","Air Handling Unit","Nation Ford High School","H","AHU 150123-01","Enviro-Tec","N504","BC21"]
[673,"NFHS_N505_AHU","Air Handling Unit","Nation Ford High School",null,null,"Enviro-Tec","N505","BC14A BC14B (Tag not available)"]
[674,"NFHS_N507-2_AHU","Air Handling Unit","Nation Ford High School","H",null,"Enviro-Tec","N505","BC15B (Tag not available)"]
[675,"NFHS_N507_AHU","Air Handling Unit","Nation Ford High School","H","AHU150123-01A","Enviro-Tec","N505","BC15A"]
[676,"NFHS_N508_AHU","Air Handling Unit","Nation Ford High School","H","AHU 150123-01","Enviro-Tec","N508","BC23 Size 8 Series 3"]
[677,"NFHS_N509_AHU","Air Handling Unit","Nation Ford High School","H","AHU 150123-01","Enviro-Tec","N509","BC16"]
[678,"NFHS_N510-2_AHU","Air Handling Unit","Nation Ford High School","H","AHU 150123-01","Enviro-Tec","N510","BC24 Size 8 Series 3"]
[679,"NFHS_N510_AHU","Air Handling Unit","Nation Ford High School","H","AHU 150123-01","Enviro-Tec","N510","BC24 Size 8 Series 3"]
[680,"NFHS_N511_AHU","Air Handling Unit","Nation Ford High School","H","AHU 150123-01A","Enviro-Tec","N511","BC18 Size 12 Series C"]
[681,"NFHS_N512_AHU","Air Handling Unit","Nation Ford High School","H","AHU 150123-01","Enviro-Tec","N512","BC25 Size 08 Series C"]
[682,"NFHS_N514_AHU","Air Handling Unit","Nation Ford High School","H","AHU 150123-01","Enviro-Tec","N514","BC26 Size 08 Series C"]
[683,"NFHS_OFFICE_AHU","Air Handling Unit","Nation Ford High School","LAH 004 ADH","TLN U 06 04 00140","Mcquay","Office","AHU19"]
[734,"NFHS_SS-1_AHU","Air Handling Unit","Nation Ford High School","L4H005ADH","TLNU: 0604 00079","Mcquay","Special services","AHU-8"]
[735,"NFHS_SS-2_AHU","Air Handling Unit","Nation Ford High School","L4H003ADH","TLNU: 0604 00078","Mcquay","Special services","No tag on ceiling"]
[739,"NFHS_VISITOR-LR_AHU","Air Handling Unit","Nation Ford High School",null,null,"Trane","Visitor dressing room"]
[748,"NFHS_WR-1_AHU","Air Handling Unit","Nation Ford High School","LAH002ADH","TLNU--060400060","Mcquay","Work Room","AHU-16"]
[749,"NFHS_WR-2_AHU","Air Handling Unit","Nation Ford High School",null,null,"Mcquay","B-500 Wing","AHI-93 (Tag covered by controller)"]
[750,"NFHS_WR-3_AHU","Air Handling Unit","Nation Ford High School","LAH 003 ADH","TLN U 06 04 00111","Mcquay","Workroom","AHU 114 (Tag covered by controller)"]
[751,"NFHS_WR-4_AHU","Air Handling Unit","Nation Ford High School","LAH 002 ADH",null,"Mcquay","Workroom","AHU 98"]
[752,"NFHS_WR-5_AHU","Air Handling Unit","Nation Ford High School","LAH 004 ADH",null,"Mcquay","Workroom","AHU 43 (Controller covering tags)"]
[930,"NFHS_B114_AHU","Air Handling Unit","Nation Ford High School","LAH 003 ADH","TLN U 06 04 00076","Mcquay","B114","AHU 12 (Tag is covered by controller)"]
[931,"NFHS_B116-2_AHU","Air Handling Unit","Nation Ford High School","LAH 004 ADH",null,"Mcquay","B116","AHU 11 (Tag covered by controller)"]
[932,"NFHS_B116_AHU","Air Handling Unit","Nation Ford High School","LAH 003 ADH","TLN U: 06 04 00076","Mcquay","B116","AHU-11 (Controller covering tag)"]
[933,"NFHS_B117-2_AHU","Air Handling Unit","Nation Ford High School","LAH 004 ADH",null,"Mcquay","B117","AHU 1"]
[934,"NFHS_B117_AHU","Air Handling Unit","Nation Ford High School","LAH 004 ADH","TLN U 06 04 00128","Mcquay","B117","AHU-1"]
[935,"NFHS_B118-2_AHU","Air Handling Unit","Nation Ford High School","LAH 004 ADH",null,"Mcquay","B118","AHU 10 (Tag covered by controller)"]
[936,"NFHS_B118_AHU","Air Handling Unit","Nation Ford High School","LAH 003 ADH",null,"Mcquay","B118","AHU-10 (Tag covered by controller)"]
[937,"NFHS_B120_AHU","Air Handling Unit","Nation Ford High School","LAH 004 ADH",null,"Mcquay","B-120","AHU 9 (Tag covered by controller)"]
[938,"NFHS_B505_AHU","Air Handling Unit","Nation Ford High School","LAH 003 ADH","TLN U 06 04 0018","Mcquay","B-500 Wing","AHU-82"]
[939,"NFHS_B509_AHU","Air Handling Unit","Nation Ford High School","LAH 003 ADH","TLN U 06 04 0018","Mcquay","B-500 Wing","AHU-81 (Tag Covered)"]
[940,"NFHS_B510_AHU","Air Handling Unit","Nation Ford High School","LAH 003 ADH","TLN U 06 04 0014","Mcquay","B-500 Wing","AHU-92"]
[941,"NFHS_B512_AHU","Air Handling Unit","Nation Ford High School","LAH 003 ADH","TLN U 06 04 0013","Mcquay","B-500 Wing","AHU-91"]
[942,"NFHS_B513_AHU","Air Handling Unit","Nation Ford High School","LAH 003 ADH","TLN U 06 04 00115","Mcquay","B-500 Wing","AHU-79"]
[943,"NFHS_B514_AHU","Air Handling Unit","Nation Ford High School","LAH 003 ADH","TLN U 06 04 0012","Mcquay","B-500 Wing","AHU-90"]
[944,"NFHS_B515_AHU","Air Handling Unit","Nation Ford High School","LAH 005 ADH","TLN U 06 04 00162","Mcquay","B-500 Wing","AHU-78"]
[945,"NFHS_B517_AHU","Air Handling Unit","Nation Ford High School","LAH 005 ADH","TLN U 06 04 00169","Mcquay","B-500 Wing","AHU77"]
[946,"NFHS_B518_AHU","Air Handling Unit","Nation Ford High School","LAH 003 ADH","TLN U 06 04 00108","Mcquay","B-500 Wing","AHU-88"]
[947,"NFHS_B520_AHU","Air Handling Unit","Nation Ford High School","LAH 003 ADH","TLN U 06 04 00107","Mcquay","B-500 Wing"]
[961,"NFHS_BOOKKEEPER_AHU","Air Handling Unit","Nation Ford High School",null,null,"Mcquay","Bookkeeper","AHU20 (Tag not Available)"]
[962,"NFHS_BUILDING _AHU","Air Handling Unit","Nation Ford High School","TAM4AOA30S21SBA","13144SKEAV","Trane","Attic","MFD 2013 R-410A"]
[969,"NFHS_C105_AHU","Air Handling Unit","Nation Ford High School","LAH 004 ADH","TLN U 06 04 00124","Mcquay","C105","AHU 31"]
[970,"NFHS_C107_AHU","Air Handling Unit","Nation Ford High School","LAH 004 ADH",null,"Mcquay","C107","AHU 32 (Tag covered by controller)"]
[971,"NFHS_C109_AHU","Air Handling Unit","Nation Ford High School","LAH 004 ADH",null,"Mcquay","C109","AHU 33 (Tag covered by controller)"]
[972,"NFHS_C110_AHU","Air Handling Unit","Nation Ford High School","LAH 003 ADH","TLN U 06 04 00124","Mcquay","C110","AHU 41"]
[973,"NFHS_C111_AHU","Air Handling Unit","Nation Ford High School","LAH 004 ADH",null,"Mcquay","C111","AHU 40 (Tag covered by controller)"]
[974,"NFHS_C113_AHU","Air Handling Unit","Nation Ford High School","LAH 004 ADH","TLN U 06 04 00130","Mcquay","C113","AHU 35"]
[975,"NFHS_C114_AHU","Air Handling Unit","Nation Ford High School","LAH 004 ADH",null,"Mcquay","C114","AHU 39 (Tag covered by controller)"]
[976,"NFHS_C115_AHU","Air Handling Unit","Nation Ford High School","LAH 003 ADH",null,"Mcquay","C115","AHU 36 (Tag covered by controller)"]
[977,"NFHS_C116_AHU","Air Handling Unit","Nation Ford High School","LAH 003 ADH",null,"Mcquay","C116","AHU 38 (Tag covered by controller)"]
[978,"NFHS_C500HALL_AHU","Air Handling Unit","Nation Ford High School","LAH 002 ADH",null,"Mcquay","C 500 Hallway","AHU 108"]
[979,"NFHS_C505_AHU","Air Handling Unit","Nation Ford High School","LAH 003 ADH","TLN U 06 04 0019","Mcquay","C505","AHU102"]
[980,"NFHS_C507_AHU","Air Handling Unit","Nation Ford High School","LAH 003 ADH","TLN U 06 04 0012","Mcquay","C507","AHU103"]
[981,"NFHS_C508_AHU","Air Handling Unit","Nation Ford High School","LAH 003 ADH","TLN U 06 04 0083","Mcquay","C508","AHU112"]
[982,"NFHS_C509_AHU","Air Handling Unit","Nation Ford High School","LAH 003 ADH","TLN U 06 04 0013","Mcquay","C509","AHU104"]
[983,"NFHS_C510_AHU","Air Handling Unit","Nation Ford High School","LAH 003 ADH","TLN U 06 04 0084","Mcquay","C510","AHU112"]
[984,"NFHS_C512_AHU","Air Handling Unit","Nation Ford High School","LAH 003 ADH",null,"Mcquay","C512","AHU111"]
[985,"NFHS_C514_AHU","Air Handling Unit","Nation Ford High School","LAH 005 ADH","TLN U 06 04 00165","Mcquay","C514","AHU110"]
[986,"NFHS_C515-2_AHU","Air Handling Unit","Nation Ford High School","LAH 005 ADH",null,"Mcquay","C515","AHU 107 (Tag covered by controller)"]
[987,"NFHS_C515_AHU","Air Handling Unit","Nation Ford High School","LAH 005 ADH",null,"Mcquay","C515","AHU 107"]
[988,"NFHS_C516_AHU","Air Handling Unit","Nation Ford High School","LAH 005 ADH",null,"Mcquay","C516","AHU 109"]
[990,"NFHS_COMMONSA_AHU","Air Handling Unit","Nation Ford High School","OAH021GDAC","FBOU150400029","Mcquay","A-118A","AHU-1"]
[{"v":1023,"d":"1,023"},"NFHS_D102-2_AHU","Air Handling Unit","Nation Ford High School",null,null,"Mcquay","D102","No AHU tag on ceiling (Tag covered by controller)"]
[{"v":1024,"d":"1,024"},"NFHS_D102_AHU","Air Handling Unit","Nation Ford High School","LAD 003 ADH","TLN U 06 04 00097","Mcquay","D102","AHU 48"]
[{"v":1025,"d":"1,025"},"NFHS_D103_AHU","Air Handling Unit","Nation Ford High School","LAD 003 ADH",null,"Mcquay","D103","Serial number covered by controller"]
[{"v":1026,"d":"1,026"},"NFHS_D105_AHU","Air Handling Unit","Nation Ford High School","LAD 004 ADH","TLN U 08 04 00048","Mcquay","D105","AHU 131"]
[{"v":1027,"d":"1,027"},"NFHS_D107_AHU","Air Handling Unit","Nation Ford High School","LAD 004 ADH","TLN U 08 04 00042","Mcquay","D107","AHU 130"]
[{"v":1028,"d":"1,028"},"NFHS_D108_AHU","Air Handling Unit","Nation Ford High School","LAD 004 ADH","TLN U 08 04 00050","Mcquay","D108","AHU 136"]
[{"v":1029,"d":"1,029"},"NFHS_D109_AHU","Air Handling Unit","Nation Ford High School","LAD 004 ADH","TLN U 08 04 00041","Mcquay","D109","AHU 129"]
[{"v":1030,"d":"1,030"},"NFHS_D110_AHU","Air Handling Unit","Nation Ford High School",null,null,"Mcquay","D110","AHU 135 (Tag covered by controller)"]
[{"v":1031,"d":"1,031"},"NFHS_D111_AHU","Air Handling Unit","Nation Ford High School",null,null,"Mcquay","D111","AHU 128 (Tag covered by controller)"]
[{"v":1032,"d":"1,032"},"NFHS_D112_AHU","Air Handling Unit","Nation Ford High School","LAH 005 ADH","TLN U 08 04 00057","Mcquay","D112","AHU 134"]
[{"v":1033,"d":"1,033"},"NFHS_D113_AHU","Air Handling Unit","Nation Ford High School",null,null,"Mcquay","D113","AHU 127 (Tag covered by controller)"]
[{"v":1034,"d":"1,034"},"NFHS_D114_AHU","Air Handling Unit","Nation Ford High School","LAH 005 ADH","TLN U 08 04 00056","Mcquay","D114","AHU 133"]
[{"v":1035,"d":"1,035"},"NFHS_D115_AHU","Air Handling Unit","Nation Ford High School",null,null,"Mcquay","D115","AHU 126 (Tag covered by controller)"]
[{"v":1036,"d":"1,036"},"NFHS_D117_AHU","Air Handling Unit","Nation Ford High School","LAH 003 ADH",null,"Mcquay","D117","AHU 125 (Tag covered)"]
[{"v":1037,"d":"1,037"},"NFHS_D505_AHU","Air Handling Unit","Nation Ford High School","LAH005ADH","TLNU080400055","Mcquay","D505","AHU 143"]
[{"v":1038,"d":"1,038"},"NFHS_D507_AHU","Air Handling Unit","Nation Ford High School","LAH004ADH","TLNU080400048","Mcquay","D507","AHU 142"]
[{"v":1039,"d":"1,039"},"NFHS_D508_AHU","Air Handling Unit","Nation Ford High School","LAH004ADH","TLNU080400052","Mcquay","D508","AHU 148"]
[{"v":1040,"d":"1,040"},"NFHS_D509_AHU","Air Handling Unit","Nation Ford High School","LAH 004 AOH","TLN U 06 04 00047","Mcquay","D509","AHU 141"]
[{"v":1041,"d":"1,041"},"NFHS_D510_AHU","Air Handling Unit","Nation Ford High School","LAH004ADH","TLNU080400051","Mcquay","D510","AHU 147"]
[{"v":1042,"d":"1,042"},"NFHS_D511_AHU","Air Handling Unit","Nation Ford High School","LAH 005 AOH","TLN U 06 04 00054","Mcquay","D511","AHU 140"]
[{"v":1043,"d":"1,043"},"NFHS_D512_AHU","Air Handling Unit","Nation Ford High School","LAH007ADH","TLN U 06 04 00059","Mcquay","D512","AHU 146"]
[{"v":1044,"d":"1,044"},"NFHS_D513_AHU","Air Handling Unit","Nation Ford High School","LAH 004 AOH","TLN U 06 04 00046","Mcquay","D513","AHU 139"]
[{"v":1045,"d":"1,045"},"NFHS_D514_AHU","Air Handling Unit","Nation Ford High School","LAH 007 AOH","TLN U 08 04 00058","Mcquay","D514","AHU 145"]
[{"v":1046,"d":"1,046"},"NFHS_D515_AHU","Air Handling Unit","Nation Ford High School","LAH 004 AOH","TLN U 06 04 00045","Mcquay","D515","AHU 138"]
[{"v":1047,"d":"1,047"},"NFHS_D517_AHU","Air Handling Unit","Nation Ford High School","LAH 004 ADH",null,"Mcquay","D517","AHU 137 (Tag covered by controller)"]
[{"v":1048,"d":"1,048"},"NFHS_DATAROOM-1_AHU","Air Handling Unit","Nation Ford High School",null,null,"EMIO","E100/Main data room"]
[{"v":1049,"d":"1,049"},"NFHS_DATAROOM-2_AHU","Air Handling Unit","Nation Ford High School",null,null,"EMIO","Roof","AHU-84"]
[{"v":1056,"d":"1,056"},"NFHS_E104_AHU","Air Handling Unit","Nation Ford High School","LAH 003 ADH","TLN U 06 04 00087","Mcquay","E104","AHU25"]
[{"v":1057,"d":"1,057"},"NFHS_E200WING-2_AHU","Air Handling Unit","Nation Ford High School","LAH 004 ADH",null,"Mcquay","E200 Wing","AHU56 (Tag not Available)"]
[{"v":1058,"d":"1,058"},"NFHS_E200WING_AHU","Air Handling Unit","Nation Ford High School","LAH 004 ADH","TLN U 00 04 00134","Mcquay","E200 Wing","AHU55"]
[{"v":1059,"d":"1,059"},"NFHS_E204_AHU","Air Handling Unit","Nation Ford High School","LAH 004 ADH","TLN U 06 04 00135","Mcquay","E200 hallway","AHU57"]
[{"v":1060,"d":"1,060"},"NFHS_E206_AHU","Air Handling Unit","Nation Ford High School","LAH 004 ADH",null,"Mcquay","E200 hallway","AHU58(Tag not available)"]
[{"v":1061,"d":"1,061"},"NFHS_E208_AHU","Air Handling Unit","Nation Ford High School","LAH 004 ADH","TLN U 06 04 00147","Mcquay","E200 hallway","AHU59"]
[{"v":1062,"d":"1,062"},"NFHS_E300WING_AHU","Air Handling Unit","Nation Ford High School",null,null,"Mcquay","Hallway","AHU26 (Tag not Available)"]
[{"v":1170,"d":"1,170"},"NFHS_ELEVATOR_AHU","Air Handling Unit","Nation Ford High School",null,null,"EMIO","Elevator equipment room"]
[{"v":1173,"d":"1,173"},"NFHS_ER-2_AHU","Air Handling Unit","Nation Ford High School","FTXS36LVJU","E008859","Daikin","Electrical room","MFD 2014"]
[{"v":1174,"d":"1,174"},"NFHS_ER_AHU","Air Handling Unit","Nation Ford High School",null,null,"Daikin","Electrical room"]
[{"v":1214,"d":"1,214"},"NFHS_F102_AHU","Air Handling Unit","Nation Ford High School","LAH 04 ADH","TLN U 06 04 00146","Mcquay","F102","AHU 63"]
[{"v":1215,"d":"1,215"},"NFHS_F104-2_AHU","Air Handling Unit","Nation Ford High School","LAH 005 ADH","TLN U 06 04 00156","Mcquay","F104","AHU 62"]
[{"v":1216,"d":"1,216"},"NFHS_F104_AHU","Air Handling Unit","Nation Ford High School","LAH 006 ADH","TLN N 06 05 00057","Mcquay","F104","AHU61"]
[{"v":1243,"d":"1,243"},"NFHS_FHALLWAY _AHU","Air Handling Unit","Nation Ford High School",null,null,"Mcquay","F hallway","ACU 60 (Tag not accessible)"]
[{"v":1517,"d":"1,517"},"NFHS_110_AHU","Air Handling Unit","Nation Ford High School","TAM40C80S51SBA","12503KNR2V","Trane","110"]
[{"v":1519,"d":"1,519"},"NFHS_A-119_AHU","Air Handling Unit","Nation Ford High School","LAH 004 ADH",null,"Mcquay","A 119","AHU 49 (Tag covered by controller)"]
[{"v":1520,"d":"1,520"},"NFHS_A-121_AHU","Air Handling Unit","Nation Ford High School","LAH 004 ADH",null,"Mcquay","A 121","AHU 50 (Tag covered by controller)"]
[{"v":1521,"d":"1,521"},"NFHS_A106NURSE_AHU","Air Handling Unit","Nation Ford High School","LAH 003 ADH","TLN U 06 03 00086","Mcquay","A106","AHU 22"]
[{"v":1522,"d":"1,522"},"NFHS_A107_AHU","Air Handling Unit","Nation Ford High School","LAH 007 ADH","TLN U 06 04 00169","Mcquay","A107","AHU28 (Tag covered by controller)"]
[{"v":1523,"d":"1,523"},"NFHS_A108_AHU","Air Handling Unit","Nation Ford High School","LAH 002 ADH","TLN U 06 04 00062","Mcquay","A108","AHU 24"]
[{"v":1524,"d":"1,524"},"NFHS_A111_AHU","Air Handling Unit","Nation Ford High School","LAH 003 ADH","TLN U 06 04 00143","Mcquay","A111","AHU 29"]
[{"v":1525,"d":"1,525"},"NFHS_A113_AHU","Air Handling Unit","Nation Ford High School","LAH 004 ADH","TLN U 06 04 00144","Mcquay","A113","AHU 44"]
[{"v":1526,"d":"1,526"},"NFHS_A117_AHU","Air Handling Unit","Nation Ford High School","LAH 004 ADH",null,"Mcquay","A117","AHU 45 (Tag covered by controller)"]
[{"v":1527,"d":"1,527"},"NFHS_A136_AHU","Air Handling Unit","Nation Ford High School","LAH 003 ADH","TLN U 06 04 00086","Mcquay","A136"]
[{"v":1528,"d":"1,528"},"NFHS_A500GUIDANCE _AHU","Air Handling Unit","Nation Ford High School","LAH 007 ADH","TLN U 06 04 00169","Mcquay","A500 Guidance","AHU 95"]
[{"v":1529,"d":"1,529"},"NFHS_A500GUIDANCEOFFICE_AHU","Air Handling Unit","Nation Ford High School","H","AHU 150123-01","Enviro-Tec","A500 Guidance office","BC35 Size 08 Series C"]
[{"v":1530,"d":"1,530"},"NFHS_A500HALLWAY_AHU","Air Handling Unit","Nation Ford High School","LAH 003 ADH",null,"Mcquay","A500 Hallway","AHU 122 (Tag not legible, covered by controller)"]
[{"v":1531,"d":"1,531"},"NFHS_A507_AHU","Air Handling Unit","Nation Ford High School","LAH 003 ADH",null,"Mcquay","A507","AHU99 (Tag not Visible)"]
[{"v":1532,"d":"1,532"},"NFHS_A511_AHU","Air Handling Unit","Nation Ford High School","LAH 003 ADH",null,"Mcquay","A511","AHU100 (Tag not legible, covered in mastic)"]
[{"v":1533,"d":"1,533"},"NFHS_A513_AHU","Air Handling Unit","Nation Ford High School","LAH 003 ADH",null,"Mcquay","A513","AHU115 (Tag not legible, covered in mastic)"]
[{"v":1534,"d":"1,534"},"NFHS_A517_AHU","Air Handling Unit","Nation Ford High School","LAH 003 ADH",null,"Mcquay","A517","AHU116 (Tag not legible, covered by controller)"]
[{"v":1535,"d":"1,535"},"NFHS_A519_AHU","Air Handling Unit","Nation Ford High School","LAH 003 ADH",null,"Mcquay","A519","AHU120 (Tag not legible, covered by controller)"]
[{"v":1542,"d":"1,542"},"NFHS_AGYM-1_AHU","Air Handling Unit","Nation Ford High School","OAH012GDAC","FBOU150400161","Daikin","G-301","AHU-2"]
[{"v":1543,"d":"1,543"},"NFHS_AGYM-2_AHU","Air Handling Unit","Nation Ford High School","GRSR.48","14016125","Daikin","G-301"]
[{"v":1544,"d":"1,544"},"NFHS_AHU_0164","Air Handling Unit","Nation Ford High School","LAH 002 ADH","TLN U 06 04 00073","Mcquay","Assistant athletic directors office","AHU71"]
[{"v":1548,"d":"1,548"},"NFHS_ASSTPRIN_AHU","Air Handling Unit","Nation Ford High School",{"$nulls":3},"Assistant principals office","FCU 17"]
[{"v":1551,"d":"1,551"},"NFHS_AW-1_AHU","Air Handling Unit","Nation Ford High School","FA4CNF030","2507A72585","Carrier","J101","In front of computer lab above ceiling."]
[{"v":1554,"d":"1,554"},"NFHS_B-500_AHU","Air Handling Unit","Nation Ford High School",null,null,"Mcquay","B-500 Wing","AHU-94 (Tag covered by controller)"]
[{"v":1555,"d":"1,555"},"NFHS_B-522_AHU","Air Handling Unit","Nation Ford High School","LAH 003 ADH","TLN U 06 04 00100","Mcquay","B-500 Wing","AHU86"]
[{"v":1556,"d":"1,556"},"NFHS_B100HALLWAY_AHU","Air Handling Unit","Nation Ford High School","LAH 002 ADH","TLN U 05 04 00070","Mcquay","B100 Hallway"]
[{"v":1557,"d":"1,557"},"NFHS_B107_AHU","Air Handling Unit","Nation Ford High School","LAH 003 ADH","TLN U 06 04 00078@£\"","Mcquay","B107","AHU 4A"]
[{"v":1558,"d":"1,558"},"NFHS_B108_AHU","Air Handling Unit","Nation Ford High School","L4H003ADH",null,"Mcquay","B108","AHU-15 (Controller placed over tag)"]
[{"v":1559,"d":"1,559"},"NFHS_B109_AHU","Air Handling Unit","Nation Ford High School","LAH 003 ADH","TLN U 06 04 00121","Mcquay","B109","AHU 4 (Controller is over tag)"]
[{"v":1560,"d":"1,560"},"NFHS_B110_AHU","Air Handling Unit","Nation Ford High School","LAH 003 ADH","TLN U 06 04 00121","Mcquay","B110","AHU 14"]
[{"v":1561,"d":"1,561"},"NFHS_B111-2_AHU","Air Handling Unit","Nation Ford High School","LAH 003 ADH","TLN U 06 04 00076","Mcquay","B111","AHU2"]
[{"v":1562,"d":"1,562"},"NFHS_B111_AHU","Air Handling Unit","Nation Ford High School","LAH 003 ADH","TLN U: 06 04 00076","Mcquay","B111","AHU-3"]
[{"v":1563,"d":"1,563"},"NFHS_B112_AHU","Air Handling Unit","Nation Ford High School","LAH 003 ADH",null,"Mcquay","B112","AHU 13 (Tag is covered by controller)"]
[{"v":1564,"d":"1,564"},"NFHS_B113-2_AHU","Air Handling Unit","Nation Ford High School","LAH 004 ADH","TLN U 06 04 00120","Mcquay","B113","AHU2"]
[{"v":1565,"d":"1,565"},"NFHS_B113_AHU","Air Handling Unit","Nation Ford High School","L4H004ADH","TLNU:06 04 00129","Mcquay","B113","AHU-2"]
[956,"NFHS_BLR_001","Boiler","Nation Ford High School","WH3-0752A","0606252999","Rheem","Basement mechanical room","750,000 BTU/HR"]
[957,"NFHS_BLR_002","Boiler","Nation Ford High School","WH3-0752A","0606252998","Rheem","Basement mechanical room","750,000 BTU/HR"]
[958,"NFHS_BLR_003","Boiler","Nation Ford High School","2594",null,"Weil-Mclain","Basement mechanical room","6970 MBH"]
[959,"NFHS_BLR_004","Boiler","Nation Ford High School","2594",null,"Weil-Mclain","Basement mechanical room","6970 MBH"]
[960,"NFHS_BLR_005","Boiler","Nation Ford High School","211207","C09211207","LAARS","Mechanical room /Auxiliary gym"]
[{"v":1536,"d":"1,536"},"NFHS_ACHL_001","Chiller, Air Cooled","Nation Ford High School","30XAA4006T-0-NM3","1107Q91376","Carrier","Outside mechanical room"]
[{"v":1537,"d":"1,537"},"NFHS_ACHL_002","Chiller, Air Cooled","Nation Ford High School","30XAA4006T-0-NM3","1107Q91375","Carrier","Outside mechanical room","R-134a"]
[{"v":1538,"d":"1,538"},"NFHS_ACHL_003","Chiller, Air Cooled","Nation Ford High School","AGZ125DHHNN-ER10","STNU150300195","Daikin","Outside mechanical room","R-410A"]
[{"v":1175,"d":"1,175"},"NFHS_ERU_001","Energy Recovery Unit","Nation Ford High School","HTD 200","0065","Des Champs Technologies","G300 Roof","ERV-9"]
[{"v":1176,"d":"1,176"},"NFHS_ERU_002","Energy Recovery Unit","Nation Ford High School","HTD 400","0060","Des Champs Technologies","G300 Roof","ERV-10"]
[{"v":1177,"d":"1,177"},"NFHS_ERU_003","Energy Recovery Unit","Nation Ford High School","HTD 300","00063","Des Champs Technologies","G-100","ERV-7"]
[{"v":1178,"d":"1,178"},"NFHS_ERU_004","Energy Recovery Unit","Nation Ford High School","HTD 300","00064","Des Champs Technologies","G-100","ERV-8"]
[{"v":1179,"d":"1,179"},"NFHS_ERU_005","Energy Recovery Unit","Nation Ford High School","HTD 200","251","Des Champs Technologies","G-110","ERU-11"]
[{"v":1180,"d":"1,180"},"NFHS_ERU_006","Energy Recovery Unit","Nation Ford High School","PVI-W8P-WPR","62255","Mcquay","A-100","ERV-5"]
[{"v":1181,"d":"1,181"},"NFHS_ERU_007","Energy Recovery Unit","Nation Ford High School","HTD 200","00066","Des Champs Technologies","A-100","ERV-4"]
[{"v":1182,"d":"1,182"},"NFHS_ERU_008","Energy Recovery Unit","Nation Ford High School","HTD 400","00176","Des Champs Technologies","D100/500 Wing","ERV-3"]
[{"v":1183,"d":"1,183"},"NFHS_ERU_009","Energy Recovery Unit","Nation Ford High School","HCUC-ERV08C4","A15DHCUCERV0269","Munters","N 100/500 Wing","DOAU-1 52.7CW 8400CFM@1.0ESP R410A"]
[{"v":1184,"d":"1,184"},"NFHS_ERU_010","Energy Recovery Unit","Nation Ford High School","PV-W10P-WPR","62252","Des Champs Technologies","Roof","ERV-1"]
[{"v":1220,"d":"1,220"},"NFHS_FCU_001","Fan Coil Unit","Nation Ford High School",{"$nulls":3},"Assistant Principals Office","Fan coil unit 18"]
[{"v":1221,"d":"1,221"},"NFHS_FCU_002","Fan Coil Unit","Nation Ford High School","FTXS15HVJU","E001718","Daikin","Concessions"]
[{"v":1222,"d":"1,222"},"NFHS_FCU_003","Fan Coil Unit","Nation Ford High School",null,null,"Daikin","Concessions","No tag"]
[{"v":1223,"d":"1,223"},"NFHS_FCU_004","Fan Coil Unit","Nation Ford High School","MSZ-A09NA","8016009","Mitsubishi","Storage room"]
[{"v":1224,"d":"1,224"},"NFHS_FCU_005","Fan Coil Unit","Nation Ford High School","MSZ-A09NA","B016000","Mitsubishi","Pressbox"]
[{"v":1225,"d":"1,225"},"NFHS_FCU_006","Fan Coil Unit","Nation Ford High School","MSZ-A09NA","8015800","Mitsubishi","Pressbox"]
[{"v":1226,"d":"1,226"},"NFHS_FCU_007","Fan Coil Unit","Nation Ford High School","MSZ-A09NA","8016010","Mitsubishi","Pressbox"]
[{"v":1227,"d":"1,227"},"NFHS_FCU_008","Fan Coil Unit","Nation Ford High School","MSZ-A09NA","8013111","Mitsubishi","Pressbox"]
[{"v":1228,"d":"1,228"},"NFHS_FCU_009","Fan Coil Unit","Nation Ford High School","MSZ-A09NA","8015993","Mitsubishi","Pressbox"]
[{"v":1229,"d":"1,229"},"NFHS_FCU_010","Fan Coil Unit","Nation Ford High School","MSZ-A09NA","8015985","Mitsubishi","Pressbox"]
[{"v":1230,"d":"1,230"},"NFHS_FCU_011","Fan Coil Unit","Nation Ford High School","MSZ-A09NA","B015816","Mitsubishi","Pressbox"]
[{"v":1231,"d":"1,231"},"NFHS_FCU_012","Fan Coil Unit","Nation Ford High School","MSZ-A09NA","8015985","Mitsubishi","Pressbox"]
[{"v":1232,"d":"1,232"},"NFHS_FCU_013","Fan Coil Unit","Nation Ford High School","MS2-GE09NA","2024728","Mitsubishi","102 "]
[{"v":1233,"d":"1,233"},"NFHS_FCU_014","Fan Coil Unit","Nation Ford High School","MS2-GE09NA","20247SS","Mitsubishi","104"]
[{"v":1234,"d":"1,234"},"NFHS_FCU_015","Fan Coil Unit","Nation Ford High School","MS2-GE09NA",null,"Mitsubishi","110"]
[{"v":1235,"d":"1,235"},"NFHS_FCU_016","Fan Coil Unit","Nation Ford High School",null,null,"EMIO","Data closet","Tag not visible"]
[{"v":1236,"d":"1,236"},"NFHS_FCU_017","Fan Coil Unit","Nation Ford High School",null,null,"EMIO","E data room","AHU154 (Labeled on the Machine)"]
[{"v":1237,"d":"1,237"},"NFHS_FCU_018","Fan Coil Unit","Nation Ford High School",null,null,"Mcquay","F1020","FCU5"]
[{"v":1238,"d":"1,238"},"NFHS_FCU_019","Fan Coil Unit","Nation Ford High School",null,null,"Mcquay","F1009 Assistant principals office","FCU17"]
[{"v":1239,"d":"1,239"},"NFHS_FCU_020","Fan Coil Unit","Nation Ford High School",null,null,"EMIO","E109 Auditorium","Tag says AHU 123"]
[640,"NFHS_LAB_HTP","Heat Pump","Nation Ford High School","VA149HPD10HG11-QV2-2016","FU-F000111467-000-001","Marvair","Computer lab"]
[963,"NFHS_BUILDING-1_HTP","Heat Pump","Nation Ford High School","4TWA3060B4000AA","131336KF4F","Trane","Outside","2013"]
[964,"NFHS_BUILDING-2_HTP","Heat Pump","Nation Ford High School","4TWA3060B4000AA","12481XJ64F","Trane","Outside","2012"]
[965,"NFHS_BUILDING-3_HTP","Heat Pump","Nation Ford High School","4TWA3060B4000AA","131336C44F","Trane","Outside","MFD 2013 R-410A"]
[966,"NFHS_BUILDING-4_HTP","Heat Pump","Nation Ford High School",null,null,"Marvair","Shop 2"]
[967,"NFHS_BUILDING-5_HTP","Heat Pump","Nation Ford High School",null,null,"Carrier","Outside","Tag not legible"]
[968,"NFHS_BUILDING-6_HTP","Heat Pump","Nation Ford High School","S1CA8000D00","1-07-G-2330-27","EMIO","Outside","R-410A"]
[{"v":1552,"d":"1,552"},"NFHS_AW-2_HTP","Heat Pump","Nation Ford High School","HVP60HPD150HGUII-100-VAR","FU-F000111681-000-001","Marvair","Mechanical closet next to restroom"]
[{"v":1553,"d":"1,553"},"NFHS_AW-3_HTP","Heat Pump","Nation Ford High School","HVP60HPD150HGUII-100-VAR","FU-F000111681-000-002","Marvair","Mechanical closet next to restroom"]
[689,"NFHS_PAC_002","Package Unit","Nation Ford High School","FBOU061100484","OAH008GDAC","Mcquay","H-100","RTU-9"]
[989,"NFHS_CAFETERIA_PAC","Package Unit","Nation Ford High School","0AH012GDAC","FBOU061100448","Mcquay","G099","RTU-8"]
[690,"NFHS_PMP_001","Pump","Nation Ford High School","F16013E2PAL1LOA",null,"Taco","Basement mechanical","1225 GPM"]
[691,"NFHS_PMP_002","Pump","Nation Ford High School","F16013E2PAL1LOA",null,"Taco","Basement mechanical","1225 GPM"]
[692,"NFHS_PMP_003","Pump","Nation Ford High School",null,null,"Armstrong","Basement mechanical "]
[693,"NFHS_PMP_004","Pump","Nation Ford High School",null,null,"Armstrong","Basement mechanical "]
[694,"NFHS_PMP_005","Pump","Nation Ford High School","F13009E2GAJ1L0C",null,"Taco","Basement mechanical room","300 GPM"]
[695,"NFHS_PMP_006","Pump","Nation Ford High School",{"$nulls":3},"Basement mechanical "]
[700,"NFHS_PPMP_001","Pump","Nation Ford High School",{"$nulls":4},"Pump for irrigation"]
[{"v":1019,"d":"1,019"},"NFHS_CPMP_001","Pump, Circulator","Nation Ford High School","5X4X11.5 4030","C 540979","Armstrong","Basement mechanical","500 GPM"]
[{"v":1020,"d":"1,020"},"NFHS_CPMP_002","Pump, Circulator","Nation Ford High School","5X4X11.5 4030","C 540980","Armstrong","Basement mechanical","500 GPM"]
[{"v":1021,"d":"1,021"},"NFHS_CPMP_003","Pump, Circulator","Nation Ford High School","5X4X11.5 4030","C 540089","Armstrong","Basement mechanical","500 GPM"]
[{"v":1022,"d":"1,022"},"NFHS_CPMP_004","Pump, Circulator","Nation Ford High School","5X4X11.5 4030","C 540090","Armstrong","Basement mechanical","404 GPM"]
[948,"NFHS_BAND-1_RTU","Rooftop Package AC Unit","Nation Ford High School","MPS020GG4DVAYYYY","FBOU120701214","Daikin","E-113"]
[949,"NFHS_BAND-2_RTU","Rooftop Package AC Unit","Nation Ford High School","MPS020GG4DVAYYYY","FBOU120701392","Daikin","E-113"]
[991,"NFHS_COMMONSB_RTU","Rooftop Package AC Unit","Nation Ford High School","OAH017GDAC","FBOU061100452","Mcquay","A-118","RTU-7"]
[992,"NFHS_COMMONSC_RTU","Rooftop Package AC Unit","Nation Ford High School","OAH017GDAC","FBOU061100453","Mcquay","A-118","RTU-5"]
[993,"NFHS_COMMONSD_RTU","Rooftop Package AC Unit","Nation Ford High School","OAH012GDAC","FBOU061100463","Mcquay","A-118","RTU-6"]
[{"v":1053,"d":"1,053"},"NFHS_E-109AUTOTORIUM-1_RTU","Rooftop Package AC Unit","Nation Ford High School","OAH017GDAC","FBOU061100485","Mcquay","E-100","RTU-3"]
[{"v":1054,"d":"1,054"},"NFHS_E-109AUTOTORIUM-2_RTU","Rooftop Package AC Unit","Nation Ford High School","HTD 200","00062","Des Champs Technologies","E-100","ERV-6"]
[{"v":1055,"d":"1,055"},"NFHS_E-109ESTAGE_RTU","Rooftop Package AC Unit","Nation Ford High School",null,"FBOU061100450","Mcquay","E-100","RTU-1"]
[{"v":1518,"d":"1,518"},"NFHS_A-110MC_RTU","Rooftop Package AC Unit","Nation Ford High School","OAH012GDAC","FBOU061100462","Mcquay","A-110","RTU-4"]
[731,"NFHS_SDT_001","Smoke Detectors","Nation Ford High School"]
[792,"OC_105-107_AHU","Air Handling Unit","Operations Center","FX4DNF031","1812A82432","Carrier","Hallway","AHU-5"]
[794,"OC_108-109_AHU","Air Handling Unit","Operations Center","FX4DNF025","5011A70001","Carrier","Hallway","AHU-6 MFD 2011"]
[796,"OC_120-122_AHU","Air Handling Unit","Operations Center","FX4DNF025","1412A71066","Carrier","Operations Center","AHU-8"]
[798,"OC_134-136_AHU","Air Handling Unit","Operations Center","FX4DNFO25","1412A71040","Carrier","Operations Center","AHU-3"]
[800,"OC_137-139_AHU","Air Handling Unit","Operations Center","FX4DNF025","0812A73928","Carrier","Operations Center","AHU-1"]
[821,"OC_BR_AHU","Air Handling Unit","Operations Center","FX4DNF037","2312A87755","Carrier","Operations Center","AHU-7"]
[823,"OC_BUILDING_AHU","Air Handling Unit","Operations Center","RAS-12LKV-UL",null,"Carrier","Mechanic shop","AHU-13"]
[827,"OC_DATA_AHU","Air Handling Unit","Operations Center","22LKV-UL",null,"Carrier","Utilities closet","AHU-12 (Mini Split)"]
[844,"OC_LOBBY_AHU","Air Handling Unit","Operations Center","FX4DNF031","1812A82440","Carrier","Operations Center","AHU-4"]
[845,"OC_LR-MEN_AHU","Air Handling Unit","Operations Center","FX4DNF037","2212A83310","Carrier","Men's Locker room","AHU-11 MFD 2011"]
[849,"OC_MP-A_AHU","Air Handling Unit","Operations Center","FX4DNF037","2312A87751","Carrier","Operations Center","AHU-9"]
[851,"OC_MP-B_AHU","Air Handling Unit","Operations Center","FX4DNF025","4111A67744","Carrier","Multi Purpose B","AHU-10"]
[793,"OC_105-107_HTP","Heat Pump","Operations Center","25HBB330C310","2312E10240","Carrier","Outside","CU-5"]
[795,"OC_108-109_HTP","Heat Pump","Operations Center","25HBB318C310","2312E25054","Carrier","Outside","CU-6"]
[797,"OC_120-122_HTP","Heat Pump","Operations Center","25HBB324C310","2312E11318","Carrier","Outside","CU-8"]
[799,"OC_134-136_HTP","Heat Pump","Operations Center","25HBB324C310","2312E11321","Carrier","Outside","CU-4 All heat pumps R-410A"]
[801,"OC_137-139_HTP","Heat Pump","Operations Center","25HBB324C310","2312E11320","Carrier","Outside","CU-1"]
[822,"OC_BR_HTP","Heat Pump","Operations Center","25HBB336C310","2312E10241","Carrier","Outside","CU-7"]
[826,"OC_CR-136_HTP","Heat Pump","Operations Center","25HBB3330C310","2312E10241","Carrier","Outside","CU-3"]
[846,"OC_LR-MEN_HTP","Heat Pump","Operations Center","25HBB330C310","2312E12995","Carrier","Outside","CU-11"]
[850,"OC_MP-A_HTP","Heat Pump","Operations Center","25HBB336C310","2312E13008","Carrier","Outside","CU-9"]
[852,"OC_MP-B_HTP","Heat Pump","Operations Center","25HBB324C310","2312E11315","Carrier","Outside","CU-10"]
[825,"OC_CPMP_001","Pump, Circulator","Operations Center","RS2A31-B","1513856N","GORMAN RUPP","Outside","Large Diesel storage tank for Bus Yard no info on tag"]
[314,"OPES_C104_AHU","Air Handling Unit","Orchard Park Elementary School","TWE042P130B0","R4527FP1V","Trane","Mezzanine","1 DHP C5"]
[316,"OPES_C105_AHU","Air Handling Unit","Orchard Park Elementary School","TWE042P130B0","R4527L41V","Trane","Mezzanine","1 DHP C6"]
[318,"OPES_C106_AHU","Air Handling Unit","Orchard Park Elementary School","TWE042P130B0","R4527D41V","Trane","Mezzanine","1 DHP C7"]
[320,"OPES_C107_AHU","Air Handling Unit","Orchard Park Elementary School","TWE042P130B0","R4527MM1V","Trane","Mezzanine","1 DHP C8"]
[322,"OPES_C108_AHU","Air Handling Unit","Orchard Park Elementary School","TWE042P130B0","R4527B01V","Trane","Mezzanine","1 DHP C9"]
[324,"OPES_C109_AHU","Air Handling Unit","Orchard Park Elementary School","TWE042P130B0","R4527BE1V","Trane","Mezzanine","1 DHP C10"]
[326,"OPES_C110_AHU","Air Handling Unit","Orchard Park Elementary School","TWE042P130B0","R4527MF1V","Trane","Mezzanine","1 DHP C11"]
[328,"OPES_C111_AHU","Air Handling Unit","Orchard Park Elementary School","TWE042P130B0","R4527L31V","Trane","Mezzanine","1 DHP C12"]
[330,"OPES_C112_AHU","Air Handling Unit","Orchard Park Elementary School","TWE042P130B0","R4527B11V","Trane","Mezzanine","1 DHP C13"]
[332,"OPES_C113_AHU","Air Handling Unit","Orchard Park Elementary School","TWE042P130B0","R4527L11V","Trane","Mezzanine","1 DHP C14"]
[334,"OPES_C114_AHU","Air Handling Unit","Orchard Park Elementary School","TWE042P130B0","R4527ME1V","Trane","Mezzanine","1 DHP C15"]
[336,"OPES_C115_AHU","Air Handling Unit","Orchard Park Elementary School","TWE042P130B0","R4527BX1V","Trane","Mezzanine","1 DHP C16"]
[338,"OPES_C116_AHU","Air Handling Unit","Orchard Park Elementary School","TWE042P130B0","R4527L91V","Trane","Mezzanine","1 DHP C17"]
[340,"OPES_C117_AHU","Air Handling Unit","Orchard Park Elementary School","TWE042P130B0","R4527HY1V","Trane","Mezzanine","1 DHP C18"]
[342,"OPES_C118_AHU","Air Handling Unit","Orchard Park Elementary School","TWE042P130B0","R4527MB1V","Trane","Mezzanine","1 DHP C19"]
[344,"OPES_C119_AHU","Air Handling Unit","Orchard Park Elementary School","TWE042P130B0","R4527H61V","Trane","Mezzanine","1 DHP C20"]
[347,"OPES_D100_AHU","Air Handling Unit","Orchard Park Elementary School","TWE042P130B0","R49322U1V","Trane","Mezzanine","1 DHP D2"]
[349,"OPES_D101_AHU","Air Handling Unit","Orchard Park Elementary School","TWE042P130B0","R4937H81V","Trane","Mezzanine","1 DHP D1"]
[351,"OPES_D102_AHU","Air Handling Unit","Orchard Park Elementary School","TWE042P130B0","R493XL62V","Trane","Mezzanine","1 DHP D4"]
[353,"OPES_D103_AHU","Air Handling Unit","Orchard Park Elementary School","TWE042P130B0","R493XMC2V","Trane","Mezzanine","1 DHP D3"]
[355,"OPES_D104_AHU","Air Handling Unit","Orchard Park Elementary School","TWE042P130B0","R4527H71V","Trane",null,"IDHPD6"]
[357,"OPES_D105_AHU","Air Handling Unit","Orchard Park Elementary School","TWE042P130B0","R4527BH1V","Trane","Mezzanine","1 DHP D5"]
[359,"OPES_D106_AHU","Air Handling Unit","Orchard Park Elementary School","TWE042P130B0","R4527H91V","Trane","Mezzanine","1 DHP D8"]
[361,"OPES_D107_AHU","Air Handling Unit","Orchard Park Elementary School","TWE042P130B0","R4527FR1V","Trane","Mezzanine","1 DHP D7"]
[363,"OPES_D108_AHU","Air Handling Unit","Orchard Park Elementary School","TWE042P130B0","R4527DW1V","Trane","Mezzanine","1 DHP D10"]
[365,"OPES_D109_AHU","Air Handling Unit","Orchard Park Elementary School","TWE042P130B0","R4527FM1V","Trane","Mezzanine","1 DHP D9"]
[367,"OPES_D110_AHU","Air Handling Unit","Orchard Park Elementary School","TWE042P130B0","R4527D51V","Trane","Mezzanine","1 DHP D12"]
[369,"OPES_D111_AHU","Air Handling Unit","Orchard Park Elementary School","TWE042P130B0","R4527D81V","Trane","Mezzanine","1 DHP D11"]
[371,"OPES_D112_AHU","Air Handling Unit","Orchard Park Elementary School","TWE042P130B0","R473K7C1V","Trane","Mezzanine","1 DHP D14"]
[373,"OPES_D113_AHU","Air Handling Unit","Orchard Park Elementary School","TWE042P130B0","R493MC91V","Trane","Mezzanine","1 DHP D13"]
[375,"OPES_D114_AHU","Air Handling Unit","Orchard Park Elementary School","TWE042P130B0","R492KX32V","Trane","Mezzanine","1 DHP D16"]
[377,"OPES_D115_AHU","Air Handling Unit","Orchard Park Elementary School","TWE042P130B0","R473K7E1V","Trane","Mezzanine","1 DHP D15"]
[381,"OPES_E100_AHU","Air Handling Unit","Orchard Park Elementary School","TWE042P130B0","R49322W1V","Trane","Mezzanine","1 DHP E2"]
[383,"OPES_E101_AHU","Air Handling Unit","Orchard Park Elementary School","TWE042P130B0","R473K7G1V","Trane","Mezzanine","1 DHP E1"]
[385,"OPES_E102_AHU","Air Handling Unit","Orchard Park Elementary School","TWE042P130B0","R473K7A1V","Trane","Mezzanine","1 DHP E4"]
[387,"OPES_E103_AHU","Air Handling Unit","Orchard Park Elementary School","TWE042P130B0","R473K651V","Trane","Mezzanine","1 DHP E3"]
[389,"OPES_E104_AHU","Air Handling Unit","Orchard Park Elementary School","TWE042P130B0","R473K681V","Trane","Mezzanine","1 DHP E6"]
[391,"OPES_E105_AHU","Air Handling Unit","Orchard Park Elementary School","TWE042P130B0","R473K631V","Trane","Mezzanine","1 DHP E5"]
[393,"OPES_E106_AHU","Air Handling Unit","Orchard Park Elementary School","TWE042P130B0","R4737K671V","Trane","Mezzanine","1 DHP E8"]
[395,"OPES_E107_AHU","Air Handling Unit","Orchard Park Elementary School","TWE042P130B0","R4423A11V","Trane","Mezzanine","1 DHP E7"]
[397,"OPES_E108_AHU","Air Handling Unit","Orchard Park Elementary School","TWE042P130B0","R473KM81V","Trane","Mezzanine","1 DHP E10"]
[399,"OPES_E109_AHU","Air Handling Unit","Orchard Park Elementary School","TWE042P130B0","R4423AW1V","Trane","Mezzanine","1 DHP E9"]
[401,"OPES_E110_AHU","Air Handling Unit","Orchard Park Elementary School","TWE042P130B0","R4527JA1V","Trane","Mezzanine","1 DHP E12"]
[403,"OPES_E111_AHU","Air Handling Unit","Orchard Park Elementary School","TWE042P130B0","R4527B31V","Trane","Mezzanine","1 DHP E11"]
[922,"OPES_C100_AHU","Air Handling Unit","Orchard Park Elementary School","TWE042P130B0","R4527BY1V","Trane","Mezzanine","1 DHP C1"]
[924,"OPES_C101_AHU","Air Handling Unit","Orchard Park Elementary School","TWE042P130B0","R4527HW1V","Trane"]
[926,"OPES_C102_AHU","Air Handling Unit","Orchard Park Elementary School","TWE042P130B0","R4527JC1V","Trane","Mezzanine","1 DHP C3"]
[928,"OPES_C103_AHU","Air Handling Unit","Orchard Park Elementary School","TWE042P130B0","R4527D71V","Trane","Mezzanine","1 DHP C4"]
[346,"OPES_D-WING_ERU","Energy Recovery Unit","Orchard Park Elementary School","ERV-522H-B-ES","00J15519","Greenheck","Roof","Erv2\n460v"]
[380,"OPES_E-WING_ERU","Energy Recovery Unit","Orchard Park Elementary School","ERV-522S-B-ES","ERV-3","Greenheck","Roof","Erv-3\n460v"]
[921,"OPES_C-WING_ERU","Energy Recovery Unit","Orchard Park Elementary School","ERV-522H-B-ES","00J15518","Greenheck","Roof","Erv1"]
[315,"OPES_C104_HTP","Heat Pump","Orchard Park Elementary School","TWA036D400A0","Z0913CS4F","Trane","Exterior","CU C5\n5lbs 13oz R22"]
[317,"OPES_C105_HTP","Heat Pump","Orchard Park Elementary School","TWA036D400A0","Z093L1F4F","Trane","Exterior","CU C6\n5lbs 13oz R22"]
[319,"OPES_C106_HTP","Heat Pump","Orchard Park Elementary School","TWA036D400A0","Z0913C74F","Trane","Exterior","CU C7\n5lbs 13oz R22"]
[321,"OPES_C107_HTP","Heat Pump","Orchard Park Elementary School","TWA036D400A0","Z125LHK4F","Trane","Exterior","CU C8\n5lbs 13oz R22"]
[323,"OPES_C108_HTP","Heat Pump","Orchard Park Elementary School","TWA036D400A0","Z09320R4F","Trane","Exterior","CU C9\n5lbs 13oz R22"]
[325,"OPES_C109_HTP","Heat Pump","Orchard Park Elementary School","TWA036D400A0","Z123MKK4F","Trane","Exterior","CU C10\n5lbs 13oz R22"]
[327,"OPES_C110_HTP","Heat Pump","Orchard Park Elementary School","TWA036D400A0","Z0936H54F","Trane","Exterior","CU C11\n5lbs 13oz R22"]
[329,"OPES_C111_HTP","Heat Pump","Orchard Park Elementary School","TWA036D400A0","Z093YPJ4F","Trane","Exterior","CU C12\n5lbs 13oz R22"]
[331,"OPES_C112_HTP","Heat Pump","Orchard Park Elementary School","TWA036D400A0","Z091Y2L4F","Trane","Exterior","CU C13\n5lbs 13oz R22"]
[333,"OPES_C113_HTP","Heat Pump","Orchard Park Elementary School","TWA036D400A0","Z093L5J4F","Trane","Exterior","CU C14\n5lbs 13oz R22"]
[335,"OPES_C114_HTP","Heat Pump","Orchard Park Elementary School","TWA036D400A0","Z093L634F","Trane","Exterior","CU C15\n5lbs 13oz R22"]
[337,"OPES_C115_HTP","Heat Pump","Orchard Park Elementary School","TWA036D400A0","Z091Y3H4F","Trane","Exterior","CU C16\n5lbs 13oz R22"]
[339,"OPES_C116_HTP","Heat Pump","Orchard Park Elementary School","TWA036D400A0","Z0855S74F","Trane","Exterior","CU C17\n5lbs 13oz R22"]
[341,"OPES_C117_HTP","Heat Pump","Orchard Park Elementary School","TWA036D400A0","Z0936J84F","Trane","Exterior","CU C18\n5lbs 13oz R22"]
[343,"OPES_C118_HTP","Heat Pump","Orchard Park Elementary School","TWA036D400A0","Z0913BN4F","Trane","Exterior","CU C19\n5lbs 13oz R22"]
[345,"OPES_C119_HTP","Heat Pump","Orchard Park Elementary School","TWA036D400A0","Z091Y244F","Trane","Exterior","CU C20\n5lbs 13oz R22"]
[348,"OPES_D100_HTP","Heat Pump","Orchard Park Elementary School","TWA036D400A0","Z123MLJ4F","Trane","Exterior","CU D2\n5lbs 13oz R22"]
[350,"OPES_D101_HTP","Heat Pump","Orchard Park Elementary School","TWA036D400A0","Z1047RR4F","Trane","Exterior","CU D1\n5lbs 13oz R22"]
[352,"OPES_D102_HTP","Heat Pump","Orchard Park Elementary School","TWA036D400A0","Z125R7S4F","Trane","Exterior","CU D4\n5lbs 13oz R22"]
[354,"OPES_D103_HTP","Heat Pump","Orchard Park Elementary School","TWA036D400A0","Z093L8J4F","Trane","Exterior","CU D3\n5lbs 13oz R22"]
[356,"OPES_D104_HTP","Heat Pump","Orchard Park Elementary School","TWA036D400A0","Z093L3M4F","Trane","Exterior","CU D6\n5lbs 13oz R22"]
[358,"OPES_D105_HTP","Heat Pump","Orchard Park Elementary School","TWA036D400A0","Z092YKR4F","Trane","Exterior","CU D5\n5lbs 13oz R22"]
[360,"OPES_D106_HTP","Heat Pump","Orchard Park Elementary School","TWA036D400A0","Z0913GM4F","Trane","Exterior","CU D8\n5lbs 13oz R22"]
[362,"OPES_D107_HTP","Heat Pump","Orchard Park Elementary School","TWA036D400A0","Z092YE44F","Trane","Exterior","CU D7\n5lbs 13oz R22"]
[364,"OPES_D108_HTP","Heat Pump","Orchard Park Elementary School","TWA036D400A0","Z0912964F","Trane","Exterior","CU D10\n5lbs 13oz R22"]
[366,"OPES_D109_HTP","Heat Pump","Orchard Park Elementary School","TWA036D400A0","Z0913F24F","Trane","Exterior","CU D9\n5lbs 13oz R22"]
[368,"OPES_D110_HTP","Heat Pump","Orchard Park Elementary School","TWA036D400A0","Z091Y424F","Trane","Exterior","CU D12\n5lbs 13oz R22"]
[370,"OPES_D111_HTP","Heat Pump","Orchard Park Elementary School","TWA036D400A0","Z113UFK4F","Trane","Exterior","CU D11\n5lbs 13oz R22"]
[372,"OPES_D112_HTP","Heat Pump","Orchard Park Elementary School","TWA036D400A0","Z093L734F","Trane","Exterior","CU D14\n5lbs 13oz R22"]
[374,"OPES_D113_HTP","Heat Pump","Orchard Park Elementary School","TWA036D400A0","Z091Y4G4F","Trane","Exterior","CU D13\n5lbs 13oz R22"]
[376,"OPES_D114_HTP","Heat Pump","Orchard Park Elementary School","TWA036D400A0","Z093L4E4F","Trane","Exterior","CU D16\n5lbs 13oz R22"]
[378,"OPES_D115_HTP","Heat Pump","Orchard Park Elementary School","TWA036D400A0","Z093L2F4F","Trane","Exterior","CU D15\n5lbs 13oz R22"]
[382,"OPES_E100_HTP","Heat Pump","Orchard Park Elementary School","TWA036D400A0","Z0912854F","Trane","Exterior","CU E2\n5lbs 13oz R22"]
[384,"OPES_E101_HTP","Heat Pump","Orchard Park Elementary School","TWA036D400A0","Z113UD24F","Trane","Exterior","CU E1\n5lbs 13oz R22"]
[386,"OPES_E102_HTP","Heat Pump","Orchard Park Elementary School","TWA036D400A0","Z0913GE4F","Trane","Exterior","CU E4\n5lbs 13oz R22"]
[388,"OPES_E103_HTP","Heat Pump","Orchard Park Elementary School","TWA036D400A0","Z09320S4F","Trane","Exterior","CU E3\n5lbs 13oz R22"]
[390,"OPES_E104_HTP","Heat Pump","Orchard Park Elementary School","TWA036D400A0","Z0936F94F","Trane","Exterior","CU E6\n5lbs 13oz R22"]
[392,"OPES_E105_HTP","Heat Pump","Orchard Park Elementary School","TWA036D400A0","Z093YPH4F","Trane","Exterior","CU E5\n5lbs 13oz R22"]
[394,"OPES_E106_HTP","Heat Pump","Orchard Park Elementary School","TWA036D400A0","Z0913B44F","Trane","Exterior","CU E8\n5lbs 13oz R22"]
[396,"OPES_E107_HTP","Heat Pump","Orchard Park Elementary School","TWA036D400A0","Z0855W24F","Trane","Exterior","CU E7\n5lbs 13oz R22"]
[398,"OPES_E108_HTP","Heat Pump","Orchard Park Elementary School","TWA036D400A0","Z0932WR4F","Trane","Exterior","CU E10\n5lbs 13oz R22"]
[400,"OPES_E109_HTP","Heat Pump","Orchard Park Elementary School","TWA036D400A0","Z091Y354F","Trane","Exterior","CU E9\n5lbs 13oz R22"]
[402,"OPES_E110_HTP","Heat Pump","Orchard Park Elementary School","TWA036D400A0","Z0932WP4F","Trane","Exterior","CU E12\n5lbs 13oz R22"]
[404,"OPES_E111_HTP","Heat Pump","Orchard Park Elementary School","TWA036D400A0","Z0936G7F","Trane","Exterior","CU E11\n5lbs 13oz R22"]
[923,"OPES_C100_HTP","Heat Pump","Orchard Park Elementary School","TWA036D400A0","Z0913BA4F","Trane","Exterior","CU C1\n5lbs 13oz R22"]
[925,"OPES_C101_HTP","Heat Pump","Orchard Park Elementary School","TWA036D400A0","Z093L504F","Trane","Exterior","CU C2\n5lbs 13oz R22"]
[927,"OPES_C102_HTP","Heat Pump","Orchard Park Elementary School","TWA036D400A0","Z0932WM4F","Trane","Exterior","CU C3\n5lbs 13oz R22"]
[929,"OPES_C103_HTP","Heat Pump","Orchard Park Elementary School","TWA036D400A0","Z0913FC4F","Trane","Exterior","CU C4\n5lbs 13oz R22"]
[430,"OPES_MAINOFFICE_RTU","Rooftop Package AC Unit","Orchard Park Elementary School","WCD036C400BC","R45104520D","Trane","Roof","Sphp B1\n5 lbs 13oz R22"]
[435,"OPES_PORTABLE_RTU","Rooftop Package AC Unit","Orchard Park Elementary School","WH361-A00RX4XXQ","125F991351883-02","Bard Manufacturing Company, Inc.","Portable","107oz R22"]
[901,"OPES_A100GYM_RTU","Rooftop Package AC Unit","Orchard Park Elementary School","WCH090C400BC","R45100061D","Trane","Roof","Sphp A3\n14.3 lbs R22"]
[902,"OPES_A101CAFEN_RTU","Rooftop Package AC Unit","Orchard Park Elementary School","WFD180B40AEA","R45100563D","Trane","Roof","Sphp A4\n12.3 lbs R22\n12.3 lbs r22"]
[903,"OPES_A101CAFES_RTU","Rooftop Package AC Unit","Orchard Park Elementary School","WFD180B40AEA","R45100699D","Trane","Roof","Sphp A5\n12.3 lbs R22\n12.3 lbs r22"]
[904,"OPES_A101STAGE_RTU","Rooftop Package AC Unit","Orchard Park Elementary School","WCH090C400BC","R45100055D","Trane","Roof","Sphp A6\n14.3 lbs R22"]
[905,"OPES_A103KITCHEN_RTU","Rooftop Package AC Unit","Orchard Park Elementary School","WFD090C40ABC","R44100132D","Trane","Roof","Sphp A1\n14.3 lbs R22"]
[907,"OPES_ARTLAB_RTU","Rooftop Package AC Unit","Orchard Park Elementary School","WCD046C400BD","R44104632D","Trane","Roof","Sphp b7\n7.6 lbs r22"]
[909,"OPES_B105_RTU","Rooftop Package AC Unit","Orchard Park Elementary School","WCD048C400BD","R44104616","Trane","Roof","Sphp b4\n7.6 lbs r22"]
[910,"OPES_B108_RTU","Rooftop Package AC Unit","Orchard Park Elementary School","WCD048C400BD","R44104665D","Trane","Roof","Sphp b8\n7.6 lbs r22"]
[911,"OPES_B110_RTU","Rooftop Package AC Unit","Orchard Park Elementary School","WCD048C400BD","R44104641D","Trane","Roof","Sphp b9\n7.6 lbs r22"]
[912,"OPES_B111MEDIA_RTU","Rooftop Package AC Unit","Orchard Park Elementary School","WCD240B40AEB","R45100631D","Trane","Roof","Sphp B6\n18 lbs R22\n18 lbs R22"]
[913,"OPES_B123_RTU","Rooftop Package AC Unit","Orchard Park Elementary School","WCH090C400BC","R45104563D","Trane","Roof","Sphp B5\n14.3 lbs R22"]
[919,"OPES_BOFFICEWORKRM_RTU","Rooftop Package AC Unit","Orchard Park Elementary School","WCD060C400BD","R45104544D","Trane","Roof","Sphp B3 \nR22"]
[920,"OPES_BPRINCIPLE _RTU","Rooftop Package AC Unit","Orchard Park Elementary School","WCD048C400BD","R45104592D","Trane","Roof","Sphp B2\n7.6 lbs R22"]
[475,"PKES_B102_AHU","Air Handling Unit","Pleasant Knoll Elementary School","4TEC3F36B1000AA","83731KF1V","Trane","Hallway","Idhp-c2"]
[477,"PKES_B105_AHU","Air Handling Unit","Pleasant Knoll Elementary School","4TEC3F36B1000AA","8421LJ61V","Trane","Hallway","Idhp-c1"]
[479,"PKES_B107_AHU","Air Handling Unit","Pleasant Knoll Elementary School","4TEC3F36B1000AA","8421LJ31V","Trane","Hallway","Idhp-c3"]
[481,"PKES_B108_AHU","Air Handling Unit","Pleasant Knoll Elementary School","4TEC3F36B1000AA","8383NDA1V","Trane","Hallway","Idhp-c4"]
[483,"PKES_B109_AHU","Air Handling Unit","Pleasant Knoll Elementary School","4TEC3F36B1000AA","83731KH1V","Trane","Hallway","Idhp-c5"]
[485,"PKES_B110_AHU","Air Handling Unit","Pleasant Knoll Elementary School","4TEC3F36B1000AA","8383NC91V","Trane","Hallway","Idhp-c6"]
[487,"PKES_B111_AHU","Air Handling Unit","Pleasant Knoll Elementary School","4TEC3F36B1000AA","8473J131V","Trane","Hallway","Idhp-c7"]
[489,"PKES_B112_AHU","Air Handling Unit","Pleasant Knoll Elementary School","4TEC3F36B1000AA","83754H71V","Trane","Hallway","Idhp-c8"]
[491,"PKES_B113_AHU","Air Handling Unit","Pleasant Knoll Elementary School","4TEC3F36B1000AA","84211UF1V","Trane","Hallway","Idhp-c9"]
[493,"PKES_B114_AHU","Air Handling Unit","Pleasant Knoll Elementary School","4TEC3F36B1000AA","8373PH81V","Trane","Hallway","Idhp-c10"]
[495,"PKES_B115_AHU","Air Handling Unit","Pleasant Knoll Elementary School","4TEC3F36B1000AA",null,"Trane","Hallway","Idhp-c11"]
[497,"PKES_B116_AHU","Air Handling Unit","Pleasant Knoll Elementary School","4TEC3F36B1000AA",null,"Trane","Hallway","Idhp-c12"]
[499,"PKES_B117_AHU","Air Handling Unit","Pleasant Knoll Elementary School","4TEC3F36B1000AA","84744C81V","Trane","Hallway","Idhp-c13"]
[501,"PKES_B118_AHU","Air Handling Unit","Pleasant Knoll Elementary School","4TEC3F36B1000AA","8474UC21V","Trane","Hallway","Idhp-c14"]
[503,"PKES_B119_AHU","Air Handling Unit","Pleasant Knoll Elementary School","4TEC3F36B1000AA","8314PAH1V","Trane","Hallway","Idhp-c15"]
[505,"PKES_B120_AHU","Air Handling Unit","Pleasant Knoll Elementary School","4TEC3F36B1000AA","84723C41V","Trane","Hallway","Idhp-c16"]
[507,"PKES_B121_AHU","Air Handling Unit","Pleasant Knoll Elementary School","4TEC3F36B1000AA","8314PAJ1V","Trane","Hallway","Idhp-c17"]
[509,"PKES_B122_AHU","Air Handling Unit","Pleasant Knoll Elementary School","4TEC3F36B1000AA","84723C71V","Trane","Hallway","Idhp-c18"]
[511,"PKES_B123_AHU","Air Handling Unit","Pleasant Knoll Elementary School","4TEC3F36B1000AA","8473J141V","Trane","Hallway","Idhp-c19"]
[513,"PKES_B124_AHU","Air Handling Unit","Pleasant Knoll Elementary School","4TEC3F36B1000AA","84723C61V","Trane","Hallway","Idhp-c20"]
[525,"PKES_C103_AHU","Air Handling Unit","Pleasant Knoll Elementary School","4TEC3F36B1000AA","8421TUN1V","Trane","Hallway","Sphp-D2"]
[527,"PKES_C104_AHU","Air Handling Unit","Pleasant Knoll Elementary School","4TEC3F36B1000AA","84740E11V","Trane","Hallway","Sphp-D1"]
[529,"PKES_C105_AHU","Air Handling Unit","Pleasant Knoll Elementary School","4TEC3F36B1000AA","83731KL1V","Trane","Hallway","Sphp-D4"]
[531,"PKES_C106_AHU","Air Handling Unit","Pleasant Knoll Elementary School","4TEC3F36B1000AA","83731KL1V","Trane","Hallway","Sphp-D3"]
[533,"PKES_C107_AHU","Air Handling Unit","Pleasant Knoll Elementary School","4TEC3F36B1000AA","8421TUS1V","Trane","Hallway","Sphp-D6"]
[535,"PKES_C108_AHU","Air Handling Unit","Pleasant Knoll Elementary School","4TEC3F36B1000AA","83731KM1V","Trane","Hallway","Sphp-D5"]
[537,"PKES_C109_AHU","Air Handling Unit","Pleasant Knoll Elementary School","4TEC3F36B1000AA","84211HJ1V","Trane","Hallway","Sphp-D8"]
[539,"PKES_C110_AHU","Air Handling Unit","Pleasant Knoll Elementary School","4TEC3F36B1000AA","84211DE1V","Trane","Hallway","Sphp-D7"]
[541,"PKES_C111_AHU","Air Handling Unit","Pleasant Knoll Elementary School","4TEC3F36B1000AA","8373L211V","Trane","Hallway","Sphp-D10"]
[543,"PKES_C112_AHU","Air Handling Unit","Pleasant Knoll Elementary School","4TEC3F36B1000AA","84740E21V","Trane","Hallway","Sphp-D9"]
[545,"PKES_C113_AHU","Air Handling Unit","Pleasant Knoll Elementary School","4TEC3F36B1000AA","8421UB41V","Trane","Hallway","Sphp-D12"]
[547,"PKES_C114_AHU","Air Handling Unit","Pleasant Knoll Elementary School","4TEC3F36B1000AA","8421TUT1V","Trane","Hallway","Sphp-D11"]
[549,"PKES_C115_AHU","Air Handling Unit","Pleasant Knoll Elementary School","4TEC3F36B1000AA","8345S7H1V","Trane","Hallway","Sphp-D14"]
[551,"PKES_C116_AHU","Air Handling Unit","Pleasant Knoll Elementary School","4TEC3F36B1000AA","8474DE01V","Trane","Hallway","Sphp-D13"]
[553,"PKES_C117_AHU","Air Handling Unit","Pleasant Knoll Elementary School","4TEC3F36B1000AA","84740E31V","Trane","Hallway","Sphp-D16"]
[555,"PKES_C118_AHU","Air Handling Unit","Pleasant Knoll Elementary School","4TEC3F36B1000AA","8471PC01V","Trane","Hallway","Sphp-D15"]
[564,"PKES_D104_AHU","Air Handling Unit","Pleasant Knoll Elementary School","4TEC3F42C1000AA","84536TB1V","Trane","Hallway","Idhp-E15"]
[566,"PKES_D105_AHU","Air Handling Unit","Pleasant Knoll Elementary School","4TEC3F42C1000AA","84536TH1V","Trane","Hallway","Idhp-E16"]
[568,"PKES_D106_AHU","Air Handling Unit","Pleasant Knoll Elementary School","4TEC3F36B1000AA","8451J4D1V","Trane","Hallway","Idhp-E13"]
[570,"PKES_D109_AHU","Air Handling Unit","Pleasant Knoll Elementary School","4TEC3F36B1000AA","83754JF1V","Trane","Hallway","Idhp-E14"]
[572,"PKES_D110_AHU","Air Handling Unit","Pleasant Knoll Elementary School","4TEC3F36B1000AA","8472Y2X1V","Trane",null,"SPHP E2"]
[574,"PKES_D112_AHU","Air Handling Unit","Pleasant Knoll Elementary School","4TEC3F36B1000AA",null,"Trane","Hallway","Idhp-E4\nMarked as E 6"]
[576,"PKES_D113_AHU","Air Handling Unit","Pleasant Knoll Elementary School","4TEC3F36B1000AA","84154061V","Trane","Hallway","Idhp-E1"]
[578,"PKES_D114_AHU","Air Handling Unit","Pleasant Knoll Elementary School","4TEC3F36B1000AA","8472HXJ1V","Trane","Hallway","Idhp-E6"]
[580,"PKES_D115_AHU","Air Handling Unit","Pleasant Knoll Elementary School","4TEC3F36B1000AA",null,"Trane","Hallway","Idhp-E3"]
[582,"PKES_D116_AHU","Air Handling Unit","Pleasant Knoll Elementary School","4TEC3F36B1000AA","8472Y2Y1V","Trane","Hallway","Idhp-E8\nMarked as E10"]
[584,"PKES_D117_AHU","Air Handling Unit","Pleasant Knoll Elementary School","4TEC3F36B1000AA","841541A1V","Trane","Hallway","Idhp-E5"]
[586,"PKES_D118_AHU","Air Handling Unit","Pleasant Knoll Elementary School","4TEC3F36B1000AA","8494UNB1V","Trane","Hallway","Idhp-E10"]
[588,"PKES_D119_AHU","Air Handling Unit","Pleasant Knoll Elementary School","4TEC3F36B1000AA","84744CL1V","Trane","Hallway","Idhp-E7"]
[590,"PKES_D120_AHU","Air Handling Unit","Pleasant Knoll Elementary School","4TEC3F36B1000AA","84723C51V","Trane","Hallway","Idhp-E12"]
[592,"PKES_D121_AHU","Air Handling Unit","Pleasant Knoll Elementary School","4TEC3F36B1000AA","8474UA71V","Trane","Hallway","Idhp-E9\n"]
[594,"PKES_D123_AHU","Air Handling Unit","Pleasant Knoll Elementary School","4TEC3F36B1000AA","8474UC31V","Trane","Hallway","Idhp-E11"]
[473,"PKES_B-WING_ERU","Energy Recovery Unit","Pleasant Knoll Elementary School","ERV-522H-30-B-ES","11605843","Greenheck","Roof","ERV-1"]
[522,"PKES_C-WING_ERU","Energy Recovery Unit","Pleasant Knoll Elementary School","ERV-522H-30-B-ES","11605844","Greenheck","Roof","ERV-2"]
[562,"PKES_D-WING_ERU","Energy Recovery Unit","Pleasant Knoll Elementary School","ERV-522H-30-B-ES","11605845","Greenheck","Roof","ERV-3"]
[596,"PKES_DH-1_ERU","Energy Recovery Unit","Pleasant Knoll Elementary School","TEH420A4BZ0B5BC10BC0000000COKOMPO","C08M11560","Trane","Roof","DHS-1 MFD 1/09"]
[597,"PKES_DH-2_ERU","Energy Recovery Unit","Pleasant Knoll Elementary School","TED360A4BZ0B5BC1ABC000000","C08M11559","Trane","Roof","DHS-2 R22 MFD 2009"]
[476,"PKES_B102_HTP","Heat Pump","Pleasant Knoll Elementary School","4TWA3036A4000AA","9084URY2F","Trane","Outside","ODHP-C2"]
[478,"PKES_B105_HTP","Heat Pump","Pleasant Knoll Elementary School","4TWA3036A4000AA","9084UPA2F","Trane","Outside","ODHP-C1"]
[480,"PKES_B107_HTP","Heat Pump","Pleasant Knoll Elementary School","4TWA3036A4000AA","9084UJ02F","Trane","Outside","ODHP-C3"]
[482,"PKES_B108_HTP","Heat Pump","Pleasant Knoll Elementary School","4TWA3036A4000AA","9084UP22F","Trane","Outside","ODHP-C4"]
[484,"PKES_B109_HTP","Heat Pump","Pleasant Knoll Elementary School","4TWA3036A4000AA","9084UM72F","Trane","Outside","ODHP-C5"]
[486,"PKES_B110_HTP","Heat Pump","Pleasant Knoll Elementary School","4TWA3036A4000AA","9084UGR2F","Trane","Outside","ODHP-C6"]
[488,"PKES_B111_HTP","Heat Pump","Pleasant Knoll Elementary School","4TWA3036A4000AA","9084UMS2F","Trane","Outside","ODHP-C7"]
[490,"PKES_B112_HTP","Heat Pump","Pleasant Knoll Elementary School","4TWA3036A4000AA","9084UAG2F","Trane","Outside","ODHP-C8"]
[492,"PKES_B113_HTP","Heat Pump","Pleasant Knoll Elementary School","4TWA3036A4000AA","9084U772F","Trane","Outside","ODHP-C9"]
[494,"PKES_B114_HTP","Heat Pump","Pleasant Knoll Elementary School","4TWA3036A4000AA","9052W6Y2F","Trane","Outside","ODHP-C10"]
[496,"PKES_B115_HTP","Heat Pump","Pleasant Knoll Elementary School","4TWA3036A4000AA","9084URK2F","Trane","Outside","ODHP-C11"]
[498,"PKES_B116_HTP","Heat Pump","Pleasant Knoll Elementary School","4TWA3036A4000AA","9052W092F","Trane","Outside","ODHP-C12"]
[500,"PKES_B117_HTP","Heat Pump","Pleasant Knoll Elementary School","4TWA3036A4000AA","9084UG52F","Trane","Outside","ODHP-C13"]
[502,"PKES_B118_HTP","Heat Pump","Pleasant Knoll Elementary School","4TWA3036A4000AA","9084UKB2F","Trane","Outside","ODHP-C14"]
[504,"PKES_B119_HTP","Heat Pump","Pleasant Knoll Elementary School","4TWA3036A4000AA","9084U812F","Trane","Outside","ODHP-C15"]
[506,"PKES_B120_HTP","Heat Pump","Pleasant Knoll Elementary School","4TWA3036A4000AA","9052XA32F","Trane","Outside","ODHP-C16"]
[508,"PKES_B121_HTP","Heat Pump","Pleasant Knoll Elementary School","4TWA3036A4000AA","9084UTL2F","Trane","Outside","ODHP-C17"]
[510,"PKES_B122_HTP","Heat Pump","Pleasant Knoll Elementary School","4TWA3036A4000AA","9084UHM2F","Trane","Outside","ODHP-C18"]
[512,"PKES_B123_HTP","Heat Pump","Pleasant Knoll Elementary School","4TWA3036A4000AA","9084UNS2F","Trane","Outside","ODHP-C19"]
[514,"PKES_B124_HTP","Heat Pump","Pleasant Knoll Elementary School","4TWA3036A4000AA","9052W2K2F","Trane","Outside","ODHP-C20"]
[526,"PKES_C103_HTP","Heat Pump","Pleasant Knoll Elementary School","4TWA3036A4000AA","9052XDU2F","Trane","Outside","ODHP-D02"]
[528,"PKES_C104_HTP","Heat Pump","Pleasant Knoll Elementary School","4TWA3030A4000AA","9071U6E2F","Trane","Outside","ODHP-D1"]
[530,"PKES_C105_HTP","Heat Pump","Pleasant Knoll Elementary School","4TWA3036A4000AA","9045S6P2F","Trane","Outside","ODHP-D04"]
[532,"PKES_C106_HTP","Heat Pump","Pleasant Knoll Elementary School","4TWA3036A4000AA","9084UFB2F","Trane","Outside","ODHP-D3"]
[534,"PKES_C107_HTP","Heat Pump","Pleasant Knoll Elementary School","4TWA3036A4000AA","9045S572F","Trane","Outside","ODHP-D06"]
[536,"PKES_C108_HTP","Heat Pump","Pleasant Knoll Elementary School","4TWA3036A4000AA","9052W7K2F","Trane","Outside","ODHP-D5"]
[538,"PKES_C109_HTP","Heat Pump","Pleasant Knoll Elementary School","4TWA3036A4000AA","9045R562F","Trane","Outside","ODHP-D08"]
[540,"PKES_C110_HTP","Heat Pump","Pleasant Knoll Elementary School","4TWA3036A4000AA","9052XCA2F","Trane","Outside","ODHP-D7"]
[542,"PKES_C111_HTP","Heat Pump","Pleasant Knoll Elementary School","4TWA3036A4000AA","9045S192F","Trane","Outside","ODHP-D10"]
[544,"PKES_C112_HTP","Heat Pump","Pleasant Knoll Elementary School","4TWA3036A4000AA","9052W3M2F","Trane","Outside","ODHP-D9"]
[546,"PKES_C113_HTP","Heat Pump","Pleasant Knoll Elementary School","4TWA3036A4000AA","9045S1F2F","Trane","Outside","ODHP-D12"]
[548,"PKES_C114_HTP","Heat Pump","Pleasant Knoll Elementary School","4TWA3036A4000AA","9052XBS2F","Trane","Outside","ODHP-D11"]
[550,"PKES_C115_HTP","Heat Pump","Pleasant Knoll Elementary School","4TWA3036A4000AA","9045S262F","Trane","Outside","ODHP-D14"]
[552,"PKES_C116_HTP","Heat Pump","Pleasant Knoll Elementary School","4TWA3036A4000AA","9052WOU2F","Trane","Outside","ODHP-D13"]
[554,"PKES_C117_HTP","Heat Pump","Pleasant Knoll Elementary School","4TWA3036A4000AA","9045S132F","Trane","Outside","ODHP-D16"]
[556,"PKES_C118_HTP","Heat Pump","Pleasant Knoll Elementary School","4TWA3036A4000AA","9052WT62F","Trane","Outside","ODHP-D15"]
[565,"PKES_D104_HTP","Heat Pump","Pleasant Knoll Elementary School","4TWA3042A4000AA","9053MRT2F","Trane","Outside","ODHP-E15"]
[567,"PKES_D105_HTP","Heat Pump","Pleasant Knoll Elementary School","4TWA3036A4000AA","9045R6L2F","Trane","Outside","ODHP-E16"]
[569,"PKES_D106_HTP","Heat Pump","Pleasant Knoll Elementary School","4TWA3036A4000AA","9045R422F","Trane","Outside","ODHP-E13"]
[571,"PKES_D109_HTP","Heat Pump","Pleasant Knoll Elementary School","4TWA3042A4000AA","9053M5M2F","Trane","Outside","ODHP-E14"]
[573,"PKES_D110_HTP","Heat Pump","Pleasant Knoll Elementary School","4TWA3036A4000AA","9045S3P2F","Trane","Outside","ODHP-E2"]
[575,"PKES_D112_HTP","Heat Pump","Pleasant Knoll Elementary School","4TWA3036A4000AA","9045S5A2F","Trane","Outside","ODHP-E4"]
[577,"PKES_D113_HTP","Heat Pump","Pleasant Knoll Elementary School","4TWA3036A4000AA","9045R7Y2F","Trane","Outside"]
[579,"PKES_D114_HTP","Heat Pump","Pleasant Knoll Elementary School","4TWA3036A4000AA","9045XES2F","Trane","Outside","ODHP-E6"]
[581,"PKES_D115_HTP","Heat Pump","Pleasant Knoll Elementary School","4TWA3036A4000AA","9045S7W2F","Trane","Outside"]
[583,"PKES_D116_HTP","Heat Pump","Pleasant Knoll Elementary School","4TWA3036A4000AA","9084U5M2F","Trane","Outside","ODHP-E8"]
[585,"PKES_D117_HTP","Heat Pump","Pleasant Knoll Elementary School","4TWA3036A4000AA","9045R5J2F","Trane","Outside","ODHP-E5"]
[587,"PKES_D118_HTP","Heat Pump","Pleasant Knoll Elementary School","4TWA3036A4000AA","9045R782F","Trane","Outside","ODHP-E10"]
[589,"PKES_D119_HTP","Heat Pump","Pleasant Knoll Elementary School","4TWA3036A4000AA","9045S772F","Trane","Outside"]
[591,"PKES_D120_HTP","Heat Pump","Pleasant Knoll Elementary School","4TWA3036A4000AA","9045S4B2F","Trane","Outside","ODHP-E12"]
[593,"PKES_D121_HTP","Heat Pump","Pleasant Knoll Elementary School","4TWA3036A4000AA","9045S422F","Trane","Outside"]
[595,"PKES_D123_HTP","Heat Pump","Pleasant Knoll Elementary School","4TWA3036A4000AA","9045S0K2F","Trane","Outside"]
[462,"PKES_A100_RTU_B5","Rooftop Package AC Unit","Pleasant Knoll Elementary School","WSC048A4REA2H01A1A2020000","823100233L","Trane","Roof","SPHP-B5 R22 MFD 2008"]
[463,"PKES_A101MAIL_RTU","Rooftop Package AC Unit","Pleasant Knoll Elementary School","WSC072A4RGA2D00A1A20200000","852100244L","Trane","Roof","SPHP-B3 R22 MFD 2008"]
[464,"PKES_A102MC_RTU","Rooftop Package AC Unit","Pleasant Knoll Elementary School","WSC120A4HKA2FH1A","852100608L","Trane","Roof","SPHP-B6 R22 MFD 2008"]
[465,"PKES_A113OFFICE_RTU_B1","Rooftop Package AC Unit","Pleasant Knoll Elementary School","WSC060E4REA0F00A1A2020000","836101706L","Trane","Roof","SPHP-B1 R22 MFD 2008"]
[466,"PKES_A125LOBBY_RTU","Rooftop Package AC Unit","Pleasant Knoll Elementary School","WCD180B40CHA","851100048D","Trane","Roof","SPHP-A6 MFD 2008"]
[467,"PKES_A202GYM_RTU","Rooftop Package AC Unit","Pleasant Knoll Elementary School","WCH240B400GA","851100093D","Trane","Roof","SPHP-A3 MFD 2008"]
[472,"PKES_B WING_RTU","Rooftop Package AC Unit","Pleasant Knoll Elementary School","WSC060E4RGAOF00A1A2020000","836101702L","Trane","Roof","SPHP-B2 R22 MFD 2006"]
[474,"PKES_B101_RTU","Rooftop Package AC Unit","Pleasant Knoll Elementary School","WSC048A4REA2H01A1A2020000","823100227L","Trane","Roof","SPHP-B9 R22 MFD 2008"]
[523,"PKES_C100_RTU","Rooftop Package AC Unit","Pleasant Knoll Elementary School","WSC060E4REA0F00A1A2020000","836101710L","Trane","Roof","SPHP-B7 R22 MFD 2008"]
[524,"PKES_C101_RTU","Rooftop Package AC Unit","Pleasant Knoll Elementary School","WSC048A4REA2H00A1A2020000","823100215L","Trane","Roof","SPHP-B8 R22 MFD 2008"]
[557,"PKES_CAFEA_RTU","Rooftop Package AC Unit","Pleasant Knoll Elementary School","WS0090A4RCA2PO1A1A2020200","152100496L","Trane","Cafeteria Roof (Small)","SPHP-A1 MFD2008 R22"]
[558,"PKES_CAFEB_RTU","Rooftop Package AC Unit","Pleasant Knoll Elementary School","WSC120A4RKA2FH1A1A2020000","852100614L","Trane","Cafeteria Roof (Small)","SPHP-A4 MFD2008 R22"]
[559,"PKES_CAFEC_RTU","Rooftop Package AC Unit","Pleasant Knoll Elementary School","WSC120A4RKA2FH1A1A2020000","852100602L","Trane","Cafeteria Roof (Small)","SPHP-A5 MFD2008 R22"]
[560,"PKES_CAFED_RTU","Rooftop Package AC Unit","Pleasant Knoll Elementary School","WSC060E4REA0F00A1A2020000","837100092L","Trane","Cafeteria Roof (Small)","SPHP-A2 MFD2008 R22"]
[563,"PKES_D100_RTU_B4","Rooftop Package AC Unit","Pleasant Knoll Elementary School","WSC048A4REA2H00A1A2020000","823100239L","Trane","Roof","SPHP-B4 R22 MFD 2008"]
[86,"PKES_SSY_001","Split System","Pleasant Knoll Elementary School","PUY-A12NHA2","ILLEGIBLE","Mitsubishi","Outside","ODAC-C1"]
[87,"PKES_SSY_002","Split System","Pleasant Knoll Elementary School","PUY-A12NHA2","ILLEGIBLE","Mitsubishi","Outside","ODAC-D1"]
[88,"PKES_SSY_003","Split System","Pleasant Knoll Elementary School","PUY-A12NHA2","ILLEGIBLE","Mitsubishi","Outside","ODAC-E1"]
[89,"PKES_SSY_004","Split System","Pleasant Knoll Elementary School","PUY-A30NHA2","8YU00711A","Mitsubishi","Roof","ODAC-B2"]
[90,"PKES_SSY_005","Split System","Pleasant Knoll Elementary School","PUY-A30NHA2","8YU00711A","Mitsubishi","Roof","ODAC-B1"]
[91,"PKES_SSY_006","Split System","Pleasant Knoll Elementary School","PUY-A12NHA2","8YU01582A","Mitsubishi","Cafeteria Roof (Small)","ODAC-A1 R-410A"]
[9,"PKES_EUHT_001","Unit Heater, Electric","Pleasant Knoll Elementary School","G1G5108N",null,"Taskmaster","A214","EUH-A4"]
[10,"PKES_EUHT_002","Unit Heater, Electric","Pleasant Knoll Elementary School","G1G5108N",null,"Taskmaster","A209","EUH-A1"]
[11,"PKES_EUHT_003","Unit Heater, Electric","Pleasant Knoll Elementary School","G1G5108N",null,"Taskmaster","A208","EUH-A2"]
[12,"PKES_EUHT_004","Unit Heater, Electric","Pleasant Knoll Elementary School","G1G5108N",null,"Taskmaster","A207","EUH-A3"]
[null,"PKMS_AHURT-01","Air Handling Unit Rooftop","Pleasant Knoll Middle School",null,null,"York","C Wing"]
[null,"PKMS_AHURT-02","Air Handling Unit Rooftop","Pleasant Knoll Middle School",null,null,"York","B Wing  "]
[null,"PKMS_AHURT-03","Air Handling Unit Rooftop","Pleasant Knoll Middle School",null,null,"York","A and E Wings"]
[null,"PKMS_AHURT-04","Air Handling Unit Rooftop","Pleasant Knoll Middle School",null,null,"York","E Wing"]
[null,"PKMS_AHURT-05","Air Handling Unit Rooftop","Pleasant Knoll Middle School",null,null,"York","E Wing"]
[null,"PKMS_AHURT-06","Air Handling Unit Rooftop","Pleasant Knoll Middle School",null,null,"York","Dining Café"]
[null,"PKMS_AHURT-07","Air Handling Unit Rooftop","Pleasant Knoll Middle School",null,null,"York","Music and Health Area"]
[null,"PKMS_AHURT-08","Air Handling Unit Rooftop","Pleasant Knoll Middle School",null,null,"York","Kitchen"]
[null,"PKMS_AHURT-09","Air Handling Unit Rooftop","Pleasant Knoll Middle School",null,null,"York","Gym"]
[null,"PKMS_AHURT-10","Air Handling Unit Rooftop","Pleasant Knoll Middle School",null,null,"York","Gym"]
[null,"PKMS_MINI-1","Mini Unit IDFC ","Pleasant Knoll Middle School",null,null,"Daikin","G001"]
[null,"PKMS_MINI-2","Mini Unit IDFC","Pleasant Knoll Middle School",null,null,"Daikin","F006"]
[null,"PKMS_MINI-3","Mini Unit IDFC","Pleasant Knoll Middle School",null,null,"Daikin","E125"]
[null,"PKMS_MINI-4","Mini Unit IDFC","Pleasant Knoll Middle School",null,null,"Daikin","E106"]
[null,"PKMS_MINI-5","Mini Unit IDFC","Pleasant Knoll Middle School",null,null,"Daikin","D128A"]
[null,"PKMS_MINI-6","Mini Unit IDFC","Pleasant Knoll Middle School",null,null,"Daikin","B111"]
[null,"PKMS_MINI-7","Mini Unit IDFC","Pleasant Knoll Middle School",null,null,"Daikin","B210"]
[null,"PKMS_MINI-8","Mini Unit IDFC","Pleasant Knoll Middle School",null,null,"Daikin","B311"]
[null,"PKMS_RTCU-1","Rooftop Condensing Unit","Pleasant Knoll Middle School",null,null,"Daikin","G Wing Roof"]
[null,"PKMS_RTCU-2","Rooftop Condensing Unit","Pleasant Knoll Middle School",null,null,"Daikin","F Wing Roof"]
[null,"PKMS_RTCU-3","Rooftop Condensing Unit","Pleasant Knoll Middle School",null,null,"Daikin","E Wing Roof"]
[null,"PKMS_RTCU-4","Rooftop Condensing Unit","Pleasant Knoll Middle School",null,null,"Daikin","E Wing Roof"]
[null,"PKMS_RTCU-5","Rooftop Condensing Unit","Pleasant Knoll Middle School",null,null,"Daikin","D Wing Roof"]
[null,"PKMS_RTCU-6","Rooftop Condensing Unit","Pleasant Knoll Middle School",null,null,"Daikin","B Wing Roof  "]
[null,"PKMS_RTCU-7","Rooftop Condensing Unit","Pleasant Knoll Middle School",null,null,"Daikin","B Wing Roof"]
[null,"PKMS_RTCU-8","Rooftop Condensing Unit","Pleasant Knoll Middle School",null,null,"Daikin","B Wing Roof"]
[null,"PKMS _A_301_VAV_3_1","VAV Box","Pleasant Knoll Middle School",{"$nulls":3},"Fed from Air Handler Unit 3"]
[null,"PKMS _A_302_VAV_3_2","VAV Box","Pleasant Knoll Middle School",{"$nulls":3},"Fed from Air Handler Unit 3"]
[null,"PKMS _A_303_VAV_3_3","VAV Box","Pleasant Knoll Middle School",{"$nulls":3},"Fed from Air Handler Unit 3"]
[null,"PKMS _A_308_VAV_3_4","VAV Box","Pleasant Knoll Middle School",{"$nulls":3},"Fed from Air Handler Unit 3"]
[null,"PKMS _A_305_VAV_3_5","VAV Box","Pleasant Knoll Middle School",{"$nulls":3},"Fed from Air Handler Unit 3"]
[null,"PKMS _A_201_VAV_3_8","VAV Box","Pleasant Knoll Middle School",{"$nulls":3},"Fed from Air Handler Unit 3"]
[null,"PKMS _A_202_VAV_3_9","VAV Box","Pleasant Knoll Middle School",{"$nulls":3},"Fed from Air Handler Unit 3"]
[null,"PKMS _A_203_VAV_3_10","VAV Box","Pleasant Knoll Middle School",{"$nulls":3},"Fed from Air Handler Unit 3"]
[null,"PKMS _A_208_VAV_3_11","VAV Box","Pleasant Knoll Middle School",{"$nulls":3},"Fed from Air Handler Unit 3"]
[null,"PKMS _A_205_VAV_3_12","VAV Box","Pleasant Knoll Middle School",{"$nulls":3},"Fed from Air Handler Unit 3"]
[null,"PKMS _A_101_VAV_3_18","VAV Box","Pleasant Knoll Middle School",{"$nulls":3},"Fed from Air Handler Unit 3"]
[null,"PKMS _A_102_VAV_3_19","VAV Box","Pleasant Knoll Middle School",{"$nulls":3},"Fed from Air Handler Unit 3"]
[null,"PKMS _A_103_VAV_3_20","VAV Box","Pleasant Knoll Middle School",{"$nulls":3},"Fed from Air Handler Unit 3"]
[null,"PKMS _A_108_VAV_3_21","VAV Box","Pleasant Knoll Middle School",{"$nulls":3},"Fed from Air Handler Unit 3"]
[null,"PKMS _A_105_VAV_3_22","VAV Box","Pleasant Knoll Middle School",{"$nulls":3},"Fed from Air Handler Unit 3"]
[null,"PKMS_B_311_VAV_2_1","VAV Box","Pleasant Knoll Middle School",{"$nulls":3},"Fed from Air Handler Unit 2"]
[null,"PKMS_B_301_VAV_2_2","VAV Box","Pleasant Knoll Middle School",{"$nulls":3},"Fed from Air Handler Unit 2"]
[null,"PKMS_B_302_VAV_2_3","VAV Box","Pleasant Knoll Middle School",{"$nulls":3},"Fed from Air Handler Unit 2"]
[null,"PKMS_B_303_VAV_2_4","VAV Box","Pleasant Knoll Middle School",{"$nulls":3},"Fed from Air Handler Unit 2"]
[null,"PKMS_B_304_VAV_2_5","VAV Box","Pleasant Knoll Middle School",{"$nulls":3},"Fed from Air Handler Unit 2"]
[null,"PKMS_B_305_VAV_2_6","VAV Box","Pleasant Knoll Middle School",{"$nulls":3},"Fed from Air Handler Unit 2"]
[null,"PKMS_B_306_VAV_2_7","VAV Box","Pleasant Knoll Middle School",{"$nulls":3},"Fed from Air Handler Unit 2"]
[null,"PKMS_B_211_VAV_2_8","VAV Box","Pleasant Knoll Middle School",{"$nulls":3},"Fed from Air Handler Unit 2"]
[null,"PKMS_B_201_VAV_2_9","VAV Box","Pleasant Knoll Middle School",{"$nulls":3},"Fed from Air Handler Unit 2"]
[null,"PKMS_B_202_VAV_2_10","VAV Box","Pleasant Knoll Middle School",{"$nulls":3},"Fed from Air Handler Unit 2"]
[null,"PKMS_B_203_VAV_2_11","VAV Box","Pleasant Knoll Middle School",{"$nulls":3},"Fed from Air Handler Unit 2"]
[null,"PKMS_B_204_VAV_2_12","VAV Box","Pleasant Knoll Middle School",{"$nulls":3},"Fed from Air Handler Unit 2"]
[null,"PKMS_B_205_VAV_2_13","VAV Box","Pleasant Knoll Middle School",{"$nulls":3},"Fed from Air Handler Unit 2"]
[null,"PKMS_B_206_VAV_2_14","VAV Box","Pleasant Knoll Middle School",{"$nulls":3},"Fed from Air Handler Unit 2"]
[null,"PKMS_B_112_VAV_2_15","VAV Box","Pleasant Knoll Middle School",{"$nulls":3},"Fed from Air Handler Unit 2"]
[null,"PKMS_B_101_VAV_2_16","VAV Box","Pleasant Knoll Middle School",{"$nulls":3},"Fed from Air Handler Unit 2"]
[null,"PKMS_B_102_VAV_2_17","VAV Box","Pleasant Knoll Middle School",{"$nulls":3},"Fed from Air Handler Unit 2"]
[null,"PKMS_B_103_VAV_2_18","VAV Box","Pleasant Knoll Middle School",{"$nulls":3},"Fed from Air Handler Unit 2"]
[null,"PKMS_B_104_VAV_2_19","VAV Box","Pleasant Knoll Middle School",{"$nulls":3},"Fed from Air Handler Unit 2"]
[null,"PKMS_B_105_VAV_2_20","VAV Box","Pleasant Knoll Middle School",{"$nulls":3},"Fed from Air Handler Unit 2"]
[null,"PKMS_B_106_VAV_2_21","VAV Box","Pleasant Knoll Middle School",{"$nulls":3},"Fed from Air Handler Unit 2"]
[null,"PKMS_C_301_VAV_1_1","VAV Box","Pleasant Knoll Middle School",{"$nulls":3},"Fed from Air Handler Unit 1"]
[null,"PKMS_C_302_VAV_1_2","VAV Box","Pleasant Knoll Middle School",{"$nulls":3},"Fed from Air Handler Unit 1"]
[null,"PKMS_C_304_VAV_1_3","VAV Box","Pleasant Knoll Middle School",{"$nulls":3},"Fed from Air Handler Unit 1"]
[null,"PKMS_C_307_VAV_1_4","VAV Box","Pleasant Knoll Middle School",{"$nulls":3},"Fed from Air Handler Unit 1"]
[null,"PKMS_C_306_VAV_1_5","VAV Box","Pleasant Knoll Middle School",{"$nulls":3},"Fed from Air Handler Unit 1"]
[null,"PKMS_C_202_VAV_1_6","VAV Box","Pleasant Knoll Middle School",{"$nulls":3},"Fed from Air Handler Unit 1"]
[null,"PKMS_C_201_VAV_1_7","VAV Box","Pleasant Knoll Middle School",{"$nulls":3},"Fed from Air Handler Unit 1"]
[null,"PKMS_C_204_VAV_1_8","VAV Box","Pleasant Knoll Middle School",{"$nulls":3},"Fed from Air Handler Unit 1"]
[null,"PKMS_C_207_VAV_1_9","VAV Box","Pleasant Knoll Middle School",{"$nulls":3},"Fed from Air Handler Unit 1"]
[null,"PKMS_C_206_VAV_1_10","VAV Box","Pleasant Knoll Middle School",{"$nulls":3},"Fed from Air Handler Unit 1"]
[null,"PKMS_C_102_VAV_1_11","VAV Box","Pleasant Knoll Middle School",{"$nulls":3},"Fed from Air Handler Unit 1"]
[null,"PKMS_C_101_VAV_1_12","VAV Box","Pleasant Knoll Middle School",{"$nulls":3},"Fed from Air Handler Unit 1"]
[null,"PKMS_C_104_VAV_1_13","VAV Box","Pleasant Knoll Middle School",{"$nulls":3},"Fed from Air Handler Unit 1"]
[null,"PKMS_C_107_VAV_1_14","VAV Box","Pleasant Knoll Middle School",{"$nulls":3},"Fed from Air Handler Unit 1"]
[null,"PKMS_C_106_VAV_1_15","VAV Box","Pleasant Knoll Middle School",{"$nulls":3},"Fed from Air Handler Unit 1"]
[null,"PKMS_E_104_VAV_4_1","VAV Box","Pleasant Knoll Middle School",{"$nulls":3},"Fed from Air Handler Unit 4"]
[null,"PKMS_E_130_VAV_4_2","VAV Box","Pleasant Knoll Middle School",{"$nulls":3},"Fed from Air Handler Unit 4"]
[null,"PKMS_E_128_VAV_4_3","VAV Box","Pleasant Knoll Middle School",{"$nulls":3},"Fed from Air Handler Unit 4"]
[null,"PKMS_E_132_VAV_4_4","VAV Box","Pleasant Knoll Middle School",{"$nulls":3},"Fed from Air Handler Unit 4"]
[null,"PKMS_E_131_VAV_4_5","VAV Box","Pleasant Knoll Middle School",{"$nulls":3},"Fed from Air Handler Unit 4"]
[null,"PKMS_E_123_VAV_4_6","VAV Box","Pleasant Knoll Middle School",{"$nulls":3},"Fed from Air Handler Unit 4"]
[null,"PKMS_E_151_VAV_4_7","VAV Box","Pleasant Knoll Middle School",{"$nulls":3},"Fed from Air Handler Unit 4"]
[null,"PKMS_E_146_VAV_4_8","VAV Box","Pleasant Knoll Middle School",{"$nulls":3},"Fed from Air Handler Unit 4"]
[null,"PKMS_E_157_VAV_4_9","VAV Box","Pleasant Knoll Middle School",{"$nulls":3},"Fed from Air Handler Unit 4"]
[null,"PKMS_E_155_VAV_4_10","VAV Box","Pleasant Knoll Middle School",{"$nulls":3},"Fed from Air Handler Unit 4"]
[null,"PKMS_E_140_VAV_4_11","VAV Box","Pleasant Knoll Middle School",{"$nulls":3},"Fed from Air Handler Unit 4"]
[null,"PKMS_E_144_VAV_4_12","VAV Box","Pleasant Knoll Middle School",{"$nulls":3},"Fed from Air Handler Unit 4"]
[null,"PKMS_E_142_VAV_4_13","VAV Box","Pleasant Knoll Middle School",{"$nulls":3},"Fed from Air Handler Unit 4"]
[null,"PKMS_E_114_VAV_5_1","VAV Box","Pleasant Knoll Middle School",{"$nulls":3},"Fed from Air Handler Unit 5"]
[null,"PKMS_E_115_VAV_5_2","VAV Box","Pleasant Knoll Middle School",{"$nulls":3},"Fed from Air Handler Unit 5"]
[null,"PKMS_E_118_VAV_5_3","VAV Box","Pleasant Knoll Middle School",{"$nulls":3},"Fed from Air Handler Unit 5"]
[null,"PKMS_E_107_VAV_5_4","VAV Box","Pleasant Knoll Middle School",{"$nulls":3},"Fed from Air Handler Unit 5"]
[null,"PKMS_E_103_VAV_5_5","VAV Box","Pleasant Knoll Middle School",{"$nulls":3},"Fed from Air Handler Unit 5"]
[null,"PKMS_E_118_VAV_5_6","VAV Box","Pleasant Knoll Middle School",{"$nulls":3},"Fed from Air Handler Unit 5"]
[null,"PKMS_E_153_VAV_5_7","VAV Box","Pleasant Knoll Middle School",{"$nulls":3},"Fed from Air Handler Unit 5"]
[null,"PKMS_E_111_VAV_5_8","VAV Box","Pleasant Knoll Middle School",{"$nulls":3},"Fed from Air Handler Unit 5"]
[null,"PKMS_E_109_VAV_5_9","VAV Box","Pleasant Knoll Middle School",{"$nulls":3},"Fed from Air Handler Unit 5"]
[null,"PKMS_D_121_VAV_6_1","VAV Box","Pleasant Knoll Middle School",{"$nulls":3},"Fed from Air Handler Unit 6"]
[null,"PKMS_D_132_VAV_6_2","VAV Box","Pleasant Knoll Middle School",{"$nulls":3},"Fed from Air Handler Unit 6"]
[null,"PKMS_D_131_VAV_6_3","VAV Box","Pleasant Knoll Middle School",{"$nulls":3},"Fed from Air Handler Unit 6"]
[null,"PKMS_D_133_VAV_6_4","VAV Box","Pleasant Knoll Middle School",{"$nulls":3},"Fed from Air Handler Unit 6"]
[null,"PKMS_D_121_VAV_6_5","VAV Box","Pleasant Knoll Middle School",{"$nulls":3},"Fed from Air Handler Unit 6"]
[null,"PKMS_D_121_VAV_6_6","VAV Box","Pleasant Knoll Middle School",{"$nulls":3},"Fed from Air Handler Unit 6"]
[null,"PKMS_D_121_VAV_6_7","VAV Box","Pleasant Knoll Middle School",{"$nulls":3},"Fed from Air Handler Unit 6"]
[null,"PKMS_D_125_VAV_6_8","VAV Box","Pleasant Knoll Middle School",{"$nulls":3},"Fed from Air Handler Unit 6"]
[null,"PKMS_F_108_VAV_7_1","VAV Box","Pleasant Knoll Middle School",{"$nulls":3},"Fed from Air Handler Unit 7"]
[null,"PKMS_F_117_VAV_7_2","VAV Box","Pleasant Knoll Middle School",{"$nulls":3},"Fed from Air Handler Unit 7"]
[null,"PKMS_F_109_VAV_7_3","VAV Box","Pleasant Knoll Middle School",{"$nulls":3},"Fed from Air Handler Unit 7"]
[null,"PKMS_F_113_VAV_7_4","VAV Box","Pleasant Knoll Middle School",{"$nulls":3},"Fed from Air Handler Unit 7"]
[null,"PKMS_F_110_VAV_7_5","VAV Box","Pleasant Knoll Middle School",{"$nulls":3},"Fed from Air Handler Unit 7"]
[null,"PKMS_F_009_VAV_7_6","VAV Box","Pleasant Knoll Middle School",{"$nulls":3},"Fed from Air Handler Unit 7"]
[null,"PKMS_F_008_VAV_7_7","VAV Box","Pleasant Knoll Middle School",{"$nulls":3},"Fed from Air Handler Unit 7"]
[null,"PKMS_F_010_VAV_7_8","VAV Box","Pleasant Knoll Middle School",{"$nulls":3},"Fed from Air Handler Unit 7"]
[null,"PKMS_F_022_VAV_7_9","VAV Box","Pleasant Knoll Middle School",{"$nulls":3},"Fed from Air Handler Unit 7"]
[null,"PKMS_F_024_VAV_7_10","VAV Box","Pleasant Knoll Middle School",{"$nulls":3},"Fed from Air Handler Unit 7"]
[null,"PKMS_BOILER 1","Boiler","Pleasant Knoll Middle School","JB2G-07RM7897C","U119746A-01","CYCLONETIC","Mechanical Room"]
[null,"PKMS_BOILER 2","Boiler","Pleasant Knoll Middle School","JB2G-07RM7897C","U119746A-02","CYCLONETIC","Mechanical Room"]
[null,"PKMS_CHILLER 1","Chiller","Pleasant Knoll Middle School","YVAA0183AOV46BA","11531L6536884","YORK","Outside"]
[null,"PKMS_CHILLER 2","Chiller","Pleasant Knoll Middle School","YVAA0183AOV46BA","11531L6536886","YORK","Outside"]
[null,"PKMS_PUMP 1","Chilled water loop","Pleasant Knoll Middle School",{"$nulls":3},"Mechanical Room"]
[null,"PKMS_PUMP 2","Chilled water loop","Pleasant Knoll Middle School",{"$nulls":3},"Mechanical Room"]
[null,"PKMS_PUMP 3","Chiller 1","Pleasant Knoll Middle School",{"$nulls":3},"Mechanical Room"]
[null,"PKMS_PUMP 4","Chiller 2","Pleasant Knoll Middle School",{"$nulls":3},"Mechanical Room"]
[null,"PKMS_PUMP 5","Hot water loop","Pleasant Knoll Middle School",{"$nulls":3},"Mechanical Room"]
[null,"PKMS_PUMP 6","Hot water loop","Pleasant Knoll Middle School",{"$nulls":3},"Mechanical Room"]
[null,"PKMS_PUMP 7","Boiler 1","Pleasant Knoll Middle School",{"$nulls":3},"Mechanical Room"]
[null,"PKMS_PUMP 8","Boiler 2","Pleasant Knoll Middle School",{"$nulls":3},"Mechanical Room"]
[null,"PKMS_PUMP 9","Chiller standby","Pleasant Knoll Middle School",{"$nulls":3},"Mechanical Room"]
[null,"RTES_CHILLER_1","Chiller","River Trail Elementary School","RTAC185",null,"Trane Screw Chiller","Mechanical Room Outside"]
[null,"RTES_CHILLER_2","Chiller","River Trail Elementary School","RTAC186",null,"Trane Screw Chiller","Mechanical Room Outside"]
[null,"RTES_RTU_01","Roof Top Unit","River Trail Elementary School","CSAA",null,"Trane","A Wing Roof"]
[null,"RTES_RTU_02","Roof Top Unit","River Trail Elementary School","CSAA",null,"Trane","A Wing Roof"]
[null,"RTES_RTU_03","Roof Top Unit","River Trail Elementary School","CSAA",null,"Trane","B Wing Roof"]
[null,"RTES_RTU_04","Roof Top Unit","River Trail Elementary School","CSAA",null,"Trane","D Wing Roof"]
[null,"RTES_RTU_05","Roof Top Unit","River Trail Elementary School","CSAA",null,"Trane","C Wing Roof"]
[null,"RTES_RTU_06","Roof Top Unit","River Trail Elementary School","CSAA",null,"Trane","B Wing Roof"]
[null,"RTES_RTU_07","Roof Top Unit","River Trail Elementary School","CSAA",null,"Trane","B Wing Roof"]
[null,"RTES_RTU_08","Roof Top Unit","River Trail Elementary School","CSAA",null,"Trane","B Wing Roof"]
[null,"RTES_RTU_09","Roof Top Unit","River Trail Elementary School","CSAA",null,"Trane","Multi Purpose Roof"]
[null,"RTES_RTU_10","Roof Top Unit","River Trail Elementary School","CSAA",null,"Trane","Café Roof"]
[null,"RTES_RTU_11","Roof Top Unit","River Trail Elementary School","CSAA",null,"Trane","Kitchen Roof"]
[null,"RTES_AHU_12","Air Handler Unit","River Trail Elementary School",null,null,"Trane","Mechanical Room"]
[null,"RTES_AHU_13","Air Handler Unit","River Trail Elementary School",null,null,"Trane","Mechanical Room"]
[null,"RTES_MSHP_1","Mini Split Heat Pump","River Trail Elementary School","PUZ-A24NHA4",null,"Mitsubishi","Roof "]
[null,"RTES_MSHP_2","Mini Split Heat Pump","River Trail Elementary School","PUZ-A24NHA4",null,"Mitsubishi","Roof "]
[null,"RTES_MSHP_3","Mini Split Heat Pump","River Trail Elementary School","PUZ-A24NHA4",null,"Mitsubishi","Roof "]
[null,"RTES_MSHP_4","Mini Split Heat Pump","River Trail Elementary School","PUZ-A36NHA4",null,"Mitsubishi","Roof "]
[null,"RTES_MSHP_5","Mini Split Heat Pump","River Trail Elementary School","PUZ-A24NHA4",null,"Mitsubishi","Roof "]
[null,"RTES_MSHP_6","Mini Split Heat Pump","River Trail Elementary School","PUZ-A24NHA4",null,"Mitsubishi","Roof "]
[null,"RTES_A_RM109_VAV_1_1","VAV Box 14 inch","River Trail Elementary School","VPEF",null,"Trane","A Wing First Floor Fed From RTU 1"]
[null,"RTES_A_RM110_VAV_1_2","VAV Box 10 inch ","River Trail Elementary School","VPEF",null,"Trane","A Wing First Floor Fed From RTU 1"]
[null,"RTES_A_RM107_VAV_1_3","VAV Box 10 inch ","River Trail Elementary School","VPEF",null,"Trane","A Wing First Floor Fed From RTU 1"]
[null,"RTES_A_RM108_VAV_1_4","VAV Box 10 inch ","River Trail Elementary School","VPEF",null,"Trane","A Wing First Floor Fed From RTU 1"]
[null,"RTES_A_RM105_VAV_1_5","VAV Box 10 inch ","River Trail Elementary School","VPEF",null,"Trane","A Wing First Floor Fed From RTU 1"]
[null,"RTES_A_RM106_VAV_1_6","VAV Box 10 inch ","River Trail Elementary School","VPEF",null,"Trane","A Wing First Floor Fed From RTU 1"]
[null,"RTES_A_RM103_VAV_1_7","VAV Box 10 inch ","River Trail Elementary School","VPEF",null,"Trane","A Wing First Floor Fed From RTU 1"]
[null,"RTES_A_RM104_VAV_1_8","VAV Box 10 inch ","River Trail Elementary School","VPEF",null,"Trane","A Wing First Floor Fed From RTU 1"]
[null,"RTES_A_RM101_VAV_1_9","VAV Box 10 inch ","River Trail Elementary School","VPEF",null,"Trane","A Wing First Floor Fed From RTU 1"]
[null,"RTES_A_RM102_VAV_1_10","VAV Box 12 inch","River Trail Elementary School","VPEF",null,"Trane","A Wing First Floor Fed From RTU 1"]
[null,"RTES_A_RM113_VAV_2_1","VAV Box 12 inch","River Trail Elementary School","VPEF",null,"Trane","A Wing Fed From RTU 2"]
[null,"RTES_A_RM113_VAV_2_2","VAV Box 12 inch","River Trail Elementary School","VPEF",null,"Trane","A Wing Fed From RTU 2"]
[null,"RTES_A_RM115_VAV_2_3","VAV Box 10 inch ","River Trail Elementary School","VPEF",null,"Trane","A Wing Fed From RTU 2"]
[null,"RTES_A_RM113A_VAV_2_4","VAV Box 10 inch ","River Trail Elementary School","VPEF",null,"Trane","A Wing Fed From RTU 2"]
[null,"RTES_A_RM117_VAV_2_5","VAV Box 10 inch ","River Trail Elementary School","VPEF",null,"Trane","A Wing Fed From RTU 2"]
[null,"RTES_A_RM113C_VAV_2_6","VAV Box 10 inch ","River Trail Elementary School","VPEF",null,"Trane","A Wing Fed From RTU 2"]
[null,"RTES_A_RM121_VAV_2_7","VAV Box 10 inch ","River Trail Elementary School","VPEF",null,"Trane","A Wing Fed From RTU 2"]
[null,"RTES_A_RM116_VAV_2_8","VAV Box 10 inch ","River Trail Elementary School","VPEF",null,"Trane","A Wing Fed From RTU 2"]
[null,"RTES_A_RM214_VAV_7_1","VAV Box 10 inch ","River Trail Elementary School","VPEF",null,"Trane","A Wing Fed from RTU 7"]
[null,"RTES_A_STAIR1_VAV_7_2","VAV Box 10 inch ","River Trail Elementary School","VPEF",null,"Trane","A Wing Fed from RTU 7"]
[null,"RTES_A_RM212_VAV_7_3","VAV Box 10 inch ","River Trail Elementary School","VPEF",null,"Trane","A Wing Fed from RTU 7"]
[null,"RTES_A_RM211_VAV_7_4","VAV Box 10 inch ","River Trail Elementary School","VPEF",null,"Trane","A Wing Fed from RTU 7"]
[null,"RTES_A_RM208_VAV_7_5","VAV Box 10 inch ","River Trail Elementary School","VPEF",null,"Trane","A Wing Fed from RTU 7"]
[null,"RTES_A_RM207_VAV_7_6","VAV Box 10 inch ","River Trail Elementary School","VPEF",null,"Trane","A Wing Fed from RTU 7"]
[null,"RTES_A_RM206_VAV_7_7","VAV Box 10 inch ","River Trail Elementary School","VPEF",null,"Trane","A Wing Fed from RTU 7"]
[null,"RTES_A_RM205_VAV_7_8","VAV Box 10 inch ","River Trail Elementary School","VPEF",null,"Trane","A Wing Fed from RTU 7"]
[null,"RTES_A_RM202_VAV_7_9","VAV Box 10 inch ","River Trail Elementary School","VPEF",null,"Trane","A Wing Fed from RTU 7"]
[null,"RTES_A_RM201_VAV_7_10","VAV Box 10 inch ","River Trail Elementary School","VPEF",null,"Trane","A Wing Fed from RTU 7"]
[null,"RTES_B_RM126_VAV_3_1","VAV Box 10 inch ","River Trail Elementary School","VPEF",null,"Trane","B Wing Fed from RTU 3"]
[null,"RTES_B_RM124_VAV_3_2","VAV Box 10 inch ","River Trail Elementary School","VPEF",null,"Trane","B Wing Fed from RTU 3"]
[null,"RTES_B_RM122_VAV_3_3","VAV Box 10 inch ","River Trail Elementary School","VPEF",null,"Trane","B Wing Fed from RTU 3"]
[null,"RTES_B_RM117_VAV_3_4","VAV Box 10 inch ","River Trail Elementary School","VPEF",null,"Trane","B Wing Fed from RTU 3"]
[null,"RTES_B_RM120_VAV_3_5","VAV Box 10 inch ","River Trail Elementary School","VPEF",null,"Trane","B Wing Fed from RTU 3"]
[null,"RTES_B_RM115_VAV_3_6","VAV Box 10 inch ","River Trail Elementary School","VPEF",null,"Trane","B Wing Fed from RTU 3"]
[null,"RTES_B_RM118_VAV_3_7","VAV Box 10 inch ","River Trail Elementary School","VPEF",null,"Trane","B Wing Fed from RTU 3"]
[null,"RTES_B_RM113_VAV_3_8","VAV Box 10 inch ","River Trail Elementary School","VPEF",null,"Trane","B Wing Fed from RTU 3"]
[null,"RTES_B_RM116_VAV_3_9","VAV Box 10 inch ","River Trail Elementary School","VPEF",null,"Trane","B Wing Fed from RTU 3"]
[null,"RTES_B_RM111_VAV_3_10","VAV Box 10 inch ","River Trail Elementary School","VPEF",null,"Trane","B Wing Fed from RTU 3"]
[null,"RTES_B_RM114_VAV_3_11","VAV Box 10 inch ","River Trail Elementary School","VPEF",null,"Trane","B Wing Fed from RTU 3"]
[null,"RTES_B_RM110_VAV_6_1","VAV Box","River Trail Elementary School","VPEF",null,"Trane","B Wing Fed from RTU 6"]
[null,"RTES_B_RM107_VAV_6_2","VAV Box","River Trail Elementary School","VPEF",null,"Trane","B Wing Fed from RTU 6"]
[null,"RTES_B_RM100C_VAV_6_3","VAV Box","River Trail Elementary School","VPEF",null,"Trane","B Wing Fed from RTU 6"]
[null,"RTES_B_RM103A_VAV_6_4","VAV Box","River Trail Elementary School","VPEF",null,"Trane","B Wing Fed from RTU 6"]
[null,"RTES_B_RM103C_VAV_6_5","VAV Box","River Trail Elementary School","VPEF",null,"Trane","B Wing Fed from RTU 6"]
[null,"RTES_B_RM103H_VAV_6_6","VAV Box","River Trail Elementary School","VPEF",null,"Trane","B Wing Fed from RTU 6"]
[null,"RTES_B_RM103F_VAV_6_7","VAV Box","River Trail Elementary School","VPEF",null,"Trane","B Wing Fed from RTU 6"]
[null,"RTES_B_RM105_VAV_6_8","VAV Box","River Trail Elementary School","VPEF",null,"Trane","B Wing Fed from RTU 6"]
[null,"RTES_B_RM105_VAV_6_9","VAV Box","River Trail Elementary School","VPEF",null,"Trane","B Wing Fed from RTU 6"]
[null,"RTES_B_RM105LVAV_6_10","VAV Box","River Trail Elementary School","VPEF",null,"Trane","B Wing Fed from RTU 6"]
[null,"RTES_B_RM105F_VAV_6_11","VAV Box","River Trail Elementary School","VPEF",null,"Trane","B Wing Fed from RTU 6"]
[null,"RTES_B_RM105D_VAV_6_12","VAV Box","River Trail Elementary School","VPEF",null,"Trane","B Wing Fed from RTU 6"]
[null,"RTES_B_RM105B10_VAV_6_13","VAV Box","River Trail Elementary School","VPEF",null,"Trane","B Wing Fed from RTU 6"]
[null,"RTES_B_RM100_VAV_6_14","VAV Box","River Trail Elementary School","VPEF",null,"Trane","B Wing Fed from RTU 6"]
[null,"RTES_B_RM112_VAV_6_15","VAV Box","River Trail Elementary School","VPEF",null,"Trane","B Wing Fed from RTU 6"]
[null,"RTES_B_RM202_VAV_7_11","VAV Box","River Trail Elementary School","VPEF",null,"Trane","B Wing Fed from RTU 7"]
[null,"RTES_B_RM207_VAV_7_12","VAV Box","River Trail Elementary School","VPEF",null,"Trane","B Wing Fed from RTU 7"]
[null,"RTES_B_RM203_VAV_7_13","VAV Box","River Trail Elementary School","VPEF",null,"Trane","B Wing Fed from RTU 7"]
[null,"RTES_B_RM200C_VAV_7_14","VAV Box","River Trail Elementary School","VPEF",null,"Trane","B Wing Fed from RTU 7"]
[null,"RTES_B_RM226_VAV_8_1","VAV Box","River Trail Elementary School","VPEF",null,"Trane","B Wing Fed from RTU 8"]
[null,"RTES_B_RM224_VAV_8_2","VAV Box","River Trail Elementary School","VPEF",null,"Trane","B Wing Fed from RTU 8"]
[null,"RTES_B_STAIR2_VAV_8_3","VAV Box","River Trail Elementary School","VPEF",null,"Trane","B Wing Fed from RTU 8"]
[null,"RTES_B_RM220_VAV_8_4","VAV Box","River Trail Elementary School","VPEF",null,"Trane","B Wing Fed from RTU 8"]
[null,"RTES_B_RM227_VAV_8_5","VAV Box","River Trail Elementary School","VPEF",null,"Trane","B Wing Fed from RTU 8"]
[null,"RTES_B_RM216_VAV_8_6","VAV Box","River Trail Elementary School","VPEF",null,"Trane","B Wing Fed from RTU 8"]
[null,"RTES_B_RM223_VAV_8_7","VAV Box","River Trail Elementary School","VPEF",null,"Trane","B Wing Fed from RTU 8"]
[null,"RTES_B_RM214_VAV_8_8","VAV Box","River Trail Elementary School","VPEF",null,"Trane","B Wing Fed from RTU 8"]
[null,"RTES_B_RM221_VAV_8_9","VAV Box","River Trail Elementary School","VPEF",null,"Trane","B Wing Fed from RTU 8"]
[null,"RTES_B_RM210_VAV_8_10","VAV Box","River Trail Elementary School","VPEF",null,"Trane","B Wing Fed from RTU 8"]
[null,"RTES_B_RM217_VAV_8_11","VAV Box","River Trail Elementary School","VPEF",null,"Trane","B Wing Fed from RTU 8"]
[null,"RTES_B_RM208_VAV_8_12","VAV Box","River Trail Elementary School","VPEF",null,"Trane","B Wing Fed from RTU 8"]
[null,"RTES_B_RM213_VAV_8_13","VAV Box","River Trail Elementary School","VPEF",null,"Trane","B Wing Fed from RTU 8"]
[null,"RTES_B_RM204_VAV_8_14","VAV Box","River Trail Elementary School","VPEF",null,"Trane","B Wing Fed from RTU 8"]
[null,"RTES_B_RM209_VAV_8_15","VAV Box","River Trail Elementary School","VPEF",null,"Trane","B Wing Fed from RTU 8"]
[null,"RTES_B_RM211_VAV_8_16","VAV Box","River Trail Elementary School","VPEF",null,"Trane","B Wing Fed from RTU 8"]
[null,"RTES_C_RM112_VAV_5_1","VAV Box","River Trail Elementary School","VPEF",null,"Trane","C Wing Fed from RTU 5"]
[null,"RTES_C_RM111_VAV_5_2","VAV Box","River Trail Elementary School","VPEF",null,"Trane","C Wing Fed from RTU 5"]
[null,"RTES_C_RM110_VAV_5_3","VAV Box","River Trail Elementary School","VPEF",null,"Trane","C Wing Fed from RTU 5"]
[null,"RTES_C_RM109_VAV_5_4","VAV Box","River Trail Elementary School","VPEF",null,"Trane","C Wing Fed from RTU 5"]
[null,"RTES_C_RM108_VAV_5_5","VAV Box","River Trail Elementary School","VPEF",null,"Trane","C Wing Fed from RTU 5"]
[null,"RTES_C_RM107_VAV_5_6","VAV Box","River Trail Elementary School","VPEF",null,"Trane","C Wing Fed from RTU 5"]
[null,"RTES_C_RM106_VAV_5_7","VAV Box","River Trail Elementary School","VPEF",null,"Trane","C Wing Fed from RTU 5"]
[null,"RTES_C_RM105_VAV_5_8","VAV Box","River Trail Elementary School","VPEF",null,"Trane","C Wing Fed from RTU 5"]
[null,"RTES_C_RM104_VAV_5_9","VAV Box","River Trail Elementary School","VPEF",null,"Trane","C Wing Fed from RTU 5"]
[null,"RTES_C_RM103_VAV_5_10","VAV Box","River Trail Elementary School","VPEF",null,"Trane","C Wing Fed from RTU 5"]
[null,"RTES_C_RM101_VAV_5_12","VAV Box","River Trail Elementary School","VPEF",null,"Trane","C Wing Fed from RTU 5"]
[null,"RTES_D_RM100_VAV_4_1","VAV Box","River Trail Elementary School","VPEF",null,"Trane","D Wing Fed from RTU 4"]
[null,"RTES_D_RM101_VAV_4_2","VAV Box","River Trail Elementary School","VPEF",null,"Trane","D Wing Fed from RTU 4"]
[null,"RTES_D_RM100_VAV_4_3","VAV Box","River Trail Elementary School","VPEF",null,"Trane","D Wing Fed from RTU 4"]
[null,"RTES_D_RM103_VAV_4_4","VAV Box","River Trail Elementary School","VPEF",null,"Trane","D Wing Fed from RTU 4"]
[null,"RTES_E_RM110_VAV_4_5","VAV Box","River Trail Elementary School","VPEF",null,"Trane","E Wing Fed from RTU 4"]
[null,"RTES_E_RM112_VAV_4_6","VAV Box","River Trail Elementary School","VPEF",null,"Trane","E Wing Fed from RTU 4"]
[108,"RES_A-100_AHU","Air Handling Unit","Riverview Elementary School","GAM2A0C60S51SBA","1411254AAV","Trane",null,"AH-A103D"]
[111,"RES_A-109_AHU","Air Handling Unit","Riverview Elementary School","GAM2A0B42S31SBA","13164KEUAV","Trane",null,"AH-103C"]
[114,"RES_A-117_AHU","Air Handling Unit","Riverview Elementary School",null,null,"Trane",null,"AH-124"]
[116,"RES_A-118_AHU","Air Handling Unit","Riverview Elementary School","GAM2A0B42S31SBA","131738HPAV","Trane"]
[118,"RES_A-119_AHU","Air Handling Unit","Riverview Elementary School","GAF2A0A18S11SBA","1411335BBV","Trane"]
[126,"RES_A-127_AHU","Air Handling Unit","Riverview Elementary School","GAM2A0B42S31SBA","13411MT22V","Trane"]
[128,"RES_A-128E_AHU","Air Handling Unit","Riverview Elementary School","GAF2A0A24S21SBA","14075JTWBB","Trane",null,"AH-128A"]
[130,"RES_A-128W_AHU","Air Handling Unit","Riverview Elementary School","GAF2A0A24S21SBA","133147T7AV","Trane",null,"AH-128B"]
[132,"RES_A-130_AHU","Air Handling Unit","Riverview Elementary School","GAM2A0C60S51SBA","141165THAV","Trane",null,"AH-130"]
[138,"RES_A-140N_AHU","Air Handling Unit","Riverview Elementary School","GAM2A0C60S51SBA","14133YKUAV","Trane",null,"AH-A140A"]
[140,"RES_A-140S_AHU","Air Handling Unit","Riverview Elementary School","GAM2A0C60S51SBA","14136LTEAV","Trane",null,"AH-A140B"]
[142,"RES_A-142_AHU","Air Handling Unit","Riverview Elementary School","GAF2A0A24S21SBA","14075JCUBVA","Trane",null,"AH-A142"]
[144,"RES_A-143_AHU","Air Handling Unit","Riverview Elementary School","GAF2A0A24S21SBA","140647WLBV","Trane",null,"AH-A143"]
[146,"RES_A-145_AHU","Air Handling Unit","Riverview Elementary School","GAM2A0B42S32SBA","13322P8P2V","Trane",null,"AH-A145"]
[153,"RES_B-103_AHU","Air Handling Unit","Riverview Elementary School","GAM2A0B42S31SBA","13414PEP2V","Trane"]
[155,"RES_B-104_AHU","Air Handling Unit","Riverview Elementary School","GAM2A0B42S31SBA","13411LGK2V","Trane"]
[157,"RES_B-105_AHU","Air Handling Unit","Riverview Elementary School","GAM2A0B42S31SBA","14055K4RAV","Trane"]
[159,"RES_B-106_AHU","Air Handling Unit","Riverview Elementary School","GAM2A0B42S31SBA","13411L7A2V","Trane"]
[161,"RES_B-107_AHU","Air Handling Unit","Riverview Elementary School","GAF2A0A18S11SBA","14062K5GBA","Trane"]
[163,"RES_B-108_AHU","Air Handling Unit","Riverview Elementary School","GAM2A0B42S31SBA","13423RA72V","Trane"]
[165,"RES_B-109_AHU","Air Handling Unit","Riverview Elementary School","GAM2A0B42S31SBA","13414LL12V","Trane"]
[169,"RES_B-111_AHU","Air Handling Unit","Riverview Elementary School","GAM2A0B42S31SBA","13414PCS2V","Trane"]
[171,"RES_B-112_AHU","Air Handling Unit","Riverview Elementary School","GAM2A0B42S31SBA","13164TXTAV","Trane"]
[173,"RES_B-113_AHU","Air Handling Unit","Riverview Elementary School","GAM2A0B42S31SBA","13423LP42B","Trane"]
[181,"RES_C-100_AHU","Air Handling Unit","Riverview Elementary School","GAF2A0A18S11SBA","141136DABV","Trane",null,"AH-C100"]
[183,"RES_C-102_AHU","Air Handling Unit","Riverview Elementary School","GAM2A0A30S21SBA","13191MYRAV","Trane",null,"AH-C102"]
[185,"RES_C-103_AHU","Air Handling Unit","Riverview Elementary School","GAM2A0C60S15SBA","14133YSDAV","Trane",null,"AH-C103"]
[187,"RES_C-104_AHU","Air Handling Unit","Riverview Elementary School","GAM2A0A30S21SBA","13195KL4AV","Trane",null,"AH-C104"]
[189,"RES_C-105_AHU","Air Handling Unit","Riverview Elementary School","GAM2A0A30S21SVA","131738HNAV","Trane",null,"AH-C105"]
[191,"RES_C-106_AHU","Air Handling Unit","Riverview Elementary School","GAM2A0A30S21SBA","13163S31AV","Trane",null,"AH-C106"]
[193,"RES_C-107_AHU","Air Handling Unit","Riverview Elementary School","GAM2A0A30S21SVA","13172LHMAV","Trane",null,"AH-C107"]
[195,"RES_C-108_AHU","Air Handling Unit","Riverview Elementary School","GAM2A0A30S21SBA","13191MYPAV","Trane",null,"AH-C108"]
[199,"RES_C-110_AHU","Air Handling Unit","Riverview Elementary School","GAM2A0A30S21SVA","13191M9YAV","Trane",null,"AH-C110"]
[201,"RES_C-111_AHU","Air Handling Unit","Riverview Elementary School","GAM2A0A30S21SVA","13174T9RAV","Trane",null,"AH-C111"]
[203,"RES_C-112_AHU","Air Handling Unit","Riverview Elementary School","GAM2A0A30S21SVA","13191M9XAV","Trane",null,"AH-C112"]
[205,"RES_C-113_AHU","Air Handling Unit","Riverview Elementary School","GAM2A0A30S21SVA","13174T5PAV","Trane",null,"AH-C113"]
[207,"RES_C-114_AHU","Air Handling Unit","Riverview Elementary School","GAM2A0A30S21SVA","13172LPLAV","Trane",null,"AH-C114"]
[209,"RES_C-115N_AHU","Air Handling Unit","Riverview Elementary School","GAF2A0A18S11SBA","141143KJBV","Trane",null,"AH-C115A"]
[211,"RES_C-115S_AHU","Air Handling Unit","Riverview Elementary School","GAF2A0A18S11SBA","1326533LAV","Trane",null,"AH-C115B"]
[213,"RES_C-116_AHU","Air Handling Unit","Riverview Elementary School","GAM2A0A30S21SVA","1319404SAV","Trane",null,"AH-C116"]
[216,"RES_C-120_AHU","Air Handling Unit","Riverview Elementary School",null,null,"Trane",null,"AH-C120"]
[218,"RES_C-121E_AHU","Air Handling Unit","Riverview Elementary School","GAF2A0A24S21SBA","133330CMAV","Trane",null,"AH-C121"]
[225,"RES_C-127_AHU","Air Handling Unit","Riverview Elementary School","GAM2A0A30S21SEA","1421340WBV","Trane",null,"AH-C127"]
[227,"RES_C-128A_AHU","Air Handling Unit","Riverview Elementary School","GAF2A0A18S11SBA","14062KTNBV","Trane",null,"AH-C128A"]
[229,"RES_C-128B_AHU","Air Handling Unit","Riverview Elementary School","GAF2A0A18S11SBA",null,"Trane",null,"AH-C128B"]
[231,"RES_C-130_AHU","Air Handling Unit","Riverview Elementary School","GAM2A0A30S21SEA","142132U7BV","Trane",null,"AH-C130"]
[233,"RES_C-131_AHU","Air Handling Unit","Riverview Elementary School","GAM2A0A30S21SEA","1421352WBV","Trane",null,"AH-C131"]
[235,"RES_C-132_AHU","Air Handling Unit","Riverview Elementary School","GAM2A0A30S21SEA","1421321NBV","Trane",null,"AH-C132"]
[237,"RES_C-133_AHU","Air Handling Unit","Riverview Elementary School","GAM2A0A30S21SEA","1421320JBV","Trane",null,"AH-C133"]
[240,"RES_D-200_AHU","Air Handling Unit","Riverview Elementary School","GAM2A0A30S21SEA","142133N9BV","Trane",null,"AH-D200"]
[242,"RES_D-201_AHU","Air Handling Unit","Riverview Elementary School","GAM2A0A30S21SEA","142113YHSBV","Trane",null,"AH-D201"]
[244,"RES_D-202_AHU","Air Handling Unit","Riverview Elementary School","GAM2A0A30S21SEA","142132WXBV","Trane",null,"AH-D202"]
[246,"RES_D-203_AHU","Air Handling Unit","Riverview Elementary School","GAM2A0A30S21SEA","142133TXBV","Trane",null,"AH-D203"]
[248,"RES_D-204_AHU","Air Handling Unit","Riverview Elementary School","GAM2A0A30S21SEA","14213259BV","Trane",null,"AH-D204"]
[250,"RES_D-205_AHU","Air Handling Unit","Riverview Elementary School","GAM2A0A30S21SEA","14213583BV","Trane",null,"AH-D205"]
[252,"RES_D-206_AHU","Air Handling Unit","Riverview Elementary School","GAM2A0A30S21SEA","142131JBBV","Trane",null,"AH-D206"]
[254,"RES_D-207_AHU","Air Handling Unit","Riverview Elementary School","GAM2A0A30S21SEA","14213547BV","Trane",null,"AH-D207"]
[256,"RES_D-208_AHU","Air Handling Unit","Riverview Elementary School","GAM2A0A30S21SEA","142130ARBV","Trane",null,"AH-D208"]
[258,"RES_D-209_AHU","Air Handling Unit","Riverview Elementary School","GAM2A0A30S21SEA","142132PJBV","Trane",null,"AH-D209"]
[260,"RES_D-210_AHU","Air Handling Unit","Riverview Elementary School","GAM2A0A30S21SEA","142133FDBV","Trane",null,"AH-D210"]
[262,"RES_D-211_AHU","Air Handling Unit","Riverview Elementary School","GAM2A0A30S21SEA","1421303UBV","Trane",null,"AH-D211"]
[264,"RES_D-212_AHU","Air Handling Unit","Riverview Elementary School","GAM2A0A30S21SBA","1319362RAV","Trane",null,"AH-D212"]
[266,"RES_D-214_AHU","Air Handling Unit","Riverview Elementary School","GAM2A0A30S21SBA","142136JEBV","Trane",null,"AH-D214"]
[268,"RES_D-215_AHU","Air Handling Unit","Riverview Elementary School","GAM2A0C60S51SBA","1412433AAV","Trane",null,"AH-D215"]
[273,"RES_D-218_AHU","Air Handling Unit","Riverview Elementary School","GAF2A0A18S11SBA","14062K67BV","Trane",null,"AH-D218"]
[275,"RES_D-227_AHU","Air Handling Unit","Riverview Elementary School","GAM2A0A30S21SEA","1421324TBV","Trane",null,"AH-D227"]
[277,"RES_D-231_AHU","Air Handling Unit","Riverview Elementary School","GAM2A0C60S51SBA","14141KS9AB","Trane",null,"AH-D231"]
[279,"RES_D-232_AHU","Air Handling Unit","Riverview Elementary School","GAM2A0A30S21SEA","1421346FBV","Trane",null,"AH-D232"]
[281,"RES_D-234_AHU","Air Handling Unit","Riverview Elementary School","GAF2A0A18S11SBA","14062K3CBV","Trane",null,"AH-D234"]
[283,"RES_D-236_AHU","Air Handling Unit","Riverview Elementary School","GAM2A0A30S21SEA","142136BTBV","Trane",null,"AH-D236"]
[287,"RES_D-238_AHU","Air Handling Unit","Riverview Elementary School","GAM2A0A30S21SEA","142136AEBV","Trane",null,"AH-D238"]
[289,"RES_D-239_AHU","Air Handling Unit","Riverview Elementary School","GAM2A0A30S21SEA","1421323RBV","Trane",null,"AH-D239"]
[293,"RES_D-241_AHU","Air Handling Unit","Riverview Elementary School","GAM2A0A30S21SEA","1421337TBV","Trane",null,"AH-D241"]
[295,"RES_D-243_AHU","Air Handling Unit","Riverview Elementary School","GAM2A0A30S21SEA","142133N8BV","Trane",null,"AH-D243"]
[312,"RES_ERU_001","Energy Recovery Unit","Riverview Elementary School","PV-W6P-WPH","21331316","Munters","Roof","VAU-1"]
[313,"RES_ERU_002","Energy Recovery Unit","Riverview Elementary School","PV-W8P-WPH","21331316","Munters","Roof","VAU-6"]
[{"v":4124,"d":"4,124"},"RES_ERU_003","Energy Recovery Unit","Riverview Elementary School","PV-W8P-WPH","21331316","Munters","Roof","VAU-5"]
[{"v":4125,"d":"4,125"},"RES_ERU_004","Energy Recovery Unit","Riverview Elementary School","PV-W2P-WPH","21331316","Munters","Roof","VAU-2"]
[{"v":4126,"d":"4,126"},"RES_ERU_005","Energy Recovery Unit","Riverview Elementary School","PV-W5P-WPH","21331316","Munters","Roof","VAU-3"]
[{"v":4127,"d":"4,127"},"RES_ERU_006","Energy Recovery Unit","Riverview Elementary School","PV-W4P-WPH","21331316","Munters","Roof","VAU-4\nOn C-Wing Roof"]
[109,"RES_A-100_HTP","Heat Pump","Riverview Elementary School","4TWA3048B4000BA","14372GY84F","Trane","Roof","CU-A103D"]
[112,"RES_A-109_HTP","Heat Pump","Riverview Elementary School","4TWA3036B4000AA","14312NC34F","Trane","Roof","CU-A103C"]
[115,"RES_A-117_HTP","Heat Pump","Riverview Elementary School","4TWA3036B4000AA","14243WAC4F","Trane","Outside","CU-A103"]
[117,"RES_A-118_HTP","Heat Pump","Riverview Elementary School","4TWA3030A4000CA","14243TWC4F","Trane","Outside","CU-A103A"]
[119,"RES_A-119_HTP","Heat Pump","Riverview Elementary School","4TWA3018D1000AA","14305NN4BF","Trane","Outside","CU-A120"]
[127,"RES_A-127_HTP","Heat Pump","Riverview Elementary School","4TWA3036B4000AA","14312NEH4F","Trane","Roof","CU-A103B"]
[129,"RES_A-128E_HTP","Heat Pump","Riverview Elementary School","4TWA3024D1000AA","14352PUMBF","Trane","Outside","CU-A128A"]
[131,"RES_A-128W_HTP","Heat Pump","Riverview Elementary School","4TWA3024D1000AA","14353JN8BF","Trane","Outside","CU-A128B"]
[133,"RES_A-130_HTP","Heat Pump","Riverview Elementary School","4TWA3048B4000BA","14305W1E4F","Trane","Outside","CU-A130"]
[139,"RES_A-140N_HTP","Heat Pump","Riverview Elementary School","4TWA3060B4000AA","14373RAB4F","Trane","Roof","CU-A140A\nLocated on media center roof"]
[141,"RES_A-140S_HTP","Heat Pump","Riverview Elementary School","4TWA3060B4000AA","14373UB04F","Trane","Roof","CU-A140B\nLocated on media center roof"]
[143,"RES_A-142_HTP","Heat Pump","Riverview Elementary School","4TWA3024D1000AA","143325P5BF","Trane","Roof","CU-A142\nLocated on media center roof"]
[145,"RES_A-143_HTP","Heat Pump","Riverview Elementary School","4TWA3024D1000AA","143325N9BF","Trane","Roof","CU-A141\nLocated on media center roof"]
[147,"RES_A-145_HTP","Heat Pump","Riverview Elementary School","4TWA3036B4000AA","14312M274F","Trane","Roof","CU-A145\nLocated on media center roof"]
[154,"RES_B-103_HTP","Heat Pump","Riverview Elementary School","4TWB3036B4000AA","14312NB24F","Trane","Outside","CU-B103"]
[156,"RES_B-104_HTP","Heat Pump","Riverview Elementary School","4TWA3036B4000AA","14243WT64F","Trane","Outside","CU-A104"]
[158,"RES_B-105_HTP","Heat Pump","Riverview Elementary School","4TWB3036B4000AA","14141US94F","Trane","Outside","CU-B105"]
[160,"RES_B-106_HTP","Heat Pump","Riverview Elementary School","4TWA3036B4000AA","14243WCB4F","Trane","Outside","CU-A106"]
[162,"RES_B-107_HTP","Heat Pump","Riverview Elementary School","4TWB3018D1000AA","14292MTCBF","Trane","Outside","CU-B107"]
[164,"RES_B-108_HTP","Heat Pump","Riverview Elementary School","4TWA3036B4000AA","14312M904F","Trane","Outside","CU-B108"]
[166,"RES_B-109_HTP","Heat Pump","Riverview Elementary School","4TWA3036B4000AA","14312NBG4F","Trane","Outside","CU-B109"]
[167,"RES_B-110_AHU","Heat Pump","Riverview Elementary School","GAM2A0B42S31SBA","13411MMM2V","Trane"]
[168,"RES_B-110_HTP","Heat Pump","Riverview Elementary School","4TWA3036B4000AA","14312NF44F","Trane","Outside","CU-B110"]
[170,"RES_B-111_HTP","Heat Pump","Riverview Elementary School","4TWA3036B4000AA","14312NCJ4F","Trane","Outside","CU-B111"]
[172,"RES_B-112_HTP","Heat Pump","Riverview Elementary School","4TWA3036B4000AA","14312ND24F","Trane","Outside","CU-B112"]
[174,"RES_B-113_HTP","Heat Pump","Riverview Elementary School","4TWA3036B4000AA","14312NAL4F","Trane","Outside","CU-B113"]
[182,"RES_C-100_HTP","Heat Pump","Riverview Elementary School","4TWA3018D1000AA","142866JLBF","Trane","Outside","CU-C100"]
[184,"RES_C-102_HTP","Heat Pump","Riverview Elementary School","4TWA3030A4000CA","14364NE14F","Trane","Outside","CU-C102"]
[186,"RES_C-103_HTP","Heat Pump","Riverview Elementary School","4TWB3048B4000BA","13494PC44F","Trane","Outside","CU-C103"]
[188,"RES_C-104_HTP","Heat Pump","Riverview Elementary School","4TWA3030A4000CA","14364M424F","Trane","Outside","CU-C104"]
[190,"RES_C-105_HTP","Heat Pump","Riverview Elementary School","4TWB3030A4000CA","14243TU24F","Trane","Outside","CU-C105"]
[192,"RES_C-106_HTP","Heat Pump","Riverview Elementary School","4TWA3030A4000CA","14364M294F","Trane","Outside","CU-C106"]
[194,"RES_C-107_HTP","Heat Pump","Riverview Elementary School","4TWB3030A4000CA","14243TWY4F","Trane","Outside","CU-C107"]
[196,"RES_C-108_HTP","Heat Pump","Riverview Elementary School","4TWA3030A4000CA","14364M954F","Trane","Outside","CU-C108"]
[197,"RES_C-109_AHU","Heat Pump","Riverview Elementary School","GAM2A0A30S21SBA","13174NT3AV","Trane"]
[198,"RES_C-109_HTP","Heat Pump","Riverview Elementary School","4TWB3030A4000CA","14243TXS4F","Trane","Outside","CU-C109"]
[200,"RES_C-110_HTP","Heat Pump","Riverview Elementary School","4TWA3030A4000CA","14364M7R4F","Trane","Outside","CU-C110"]
[202,"RES_C-111_HTP","Heat Pump","Riverview Elementary School","4TWB3030A4000CA","14364M9E4F","Trane","Outside","CU-C111"]
[204,"RES_C-112_HTP","Heat Pump","Riverview Elementary School","4TWA3030A4000CA","1426635Y4F","Trane","Outside","CU-C112"]
[206,"RES_C-113_HTP","Heat Pump","Riverview Elementary School","4TWB3030A4000CA","14364M4J4F","Trane","Outside","CU-C113"]
[208,"RES_C-114_HTP","Heat Pump","Riverview Elementary School","4TWA3030A4000CA","14364NA94F","Trane","Outside","CU-C114"]
[210,"RES_C-115N_HTP","Heat Pump","Riverview Elementary School","4TWB3018D1000AA","142856WXBF","Trane","Outside","CU-C115A"]
[212,"RES_C-115S_HTP","Heat Pump","Riverview Elementary School","4TWB3018D1000AA","142943XTBF","Trane","Outside","CU-C115B"]
[214,"RES_C-116_HTP","Heat Pump","Riverview Elementary School","4TWA3030A4000CA","14364M3U4F","Trane","Outside","CU-C116"]
[217,"RES_C-120_HTP","Heat Pump","Riverview Elementary School","4TWB3048B4000BA","14308UWJ4F","Trane","Outside","CU-C120"]
[219,"RES_C-121E_HTP","Heat Pump","Riverview Elementary School","4TWA3018D1000AA","14353KDWBF","Trane","Outside","CU-C121A"]
[220,"RES_C-121W_AHU","Heat Pump","Riverview Elementary School","GAF2A0A24S21SBA","13333Y76AV","Trane",null,"121B"]
[221,"RES_C-121W_HTP","Heat Pump","Riverview Elementary School","4TWA3018D1000AA","14303JMC4F","Trane","Outside","CU-C121B"]
[223,"RES_C-124_AHU","Heat Pump","Riverview Elementary School","GAF2A0A18S11SBA","14062K5DBV","Trane"]
[224,"RES_C-124_HTP","Heat Pump","Riverview Elementary School","4TWB3018D1000AA","143050FKBF","Trane","Outside","CU-C124"]
[226,"RES_C-127_HTP","Heat Pump","Riverview Elementary School","4TWA3030A4000CA","14266TA74F","Trane","Outside","CU-C127"]
[228,"RES_C-128A_HTP","Heat Pump","Riverview Elementary School","4TWA3018D1000AA","14233RUBBF","Trane","Outside","CU-C128A"]
[230,"RES_C-128B_HTP","Heat Pump","Riverview Elementary School","4TWA3018D1000AA","143050M9BF","Trane","Outside","CU-C128B"]
[232,"RES_C-130_HTP","Heat Pump","Riverview Elementary School","4TWA3030A4000CA","14266TAE4F","Trane","Outside","CU-C130"]
[234,"RES_C-131_HTP","Heat Pump","Riverview Elementary School","4TWA3030A4000CA","14266S8K4F","Trane","Outside","CU-C131"]
[236,"RES_C-132_HTP","Heat Pump","Riverview Elementary School","4TWA3030A4000CA","14364M2P4F","Trane","Outside","CU-C132"]
[238,"RES_C-133_HTP","Heat Pump","Riverview Elementary School","4TWA3030A4000CA","14266S8X4F","Trane","Outside","CU-C133"]
[241,"RES_D-200_HTP","Heat Pump","Riverview Elementary School","4TWA3030A4000CA","14364M6E4F","Trane","Roof","CU-D200"]
[243,"RES_D-201_HTP","Heat Pump","Riverview Elementary School","4TWA3030A4000CA","14266TEK4F","Trane","Roof","CU-D201"]
[245,"RES_D-202_HTP","Heat Pump","Riverview Elementary School","4TWA3030A4000CA","14364NDB4F","Trane","Roof","CU-D202"]
[247,"RES_D-203_HTP","Heat Pump","Riverview Elementary School","4TWA3030A4000CA","14266S9U4F","Trane","Roof","CU-D203"]
[249,"RES_D-204_HTP","Heat Pump","Riverview Elementary School","4TWA3030A4000CA","1436M5J4F","Trane","Roof","CU-D204"]
[251,"RES_D-205_HTP","Heat Pump","Riverview Elementary School","4TWA3030A4000CA","14364M614F","Trane","Roof","CU-D205"]
[253,"RES_D-206_HTP","Heat Pump","Riverview Elementary School","4TWA3030A4000CA","14266RG94F","Trane","Roof","CU-D206"]
[255,"RES_D-207_HTP","Heat Pump","Riverview Elementary School","4TWA3030A4000CA","14266TDY4F","Trane","Roof","CU-D207"]
[257,"RES_D-208_HTP","Heat Pump","Riverview Elementary School","4TWA3030A4000CA","14266RFJ4F","Trane","Roof","CU-D208"]
[259,"RES_D-209_HTP","Heat Pump","Riverview Elementary School","4TWA3030A4000CA","14364NEP4F","Trane","Roof","CU-D209"]
[261,"RES_D-210_HTP","Heat Pump","Riverview Elementary School","4TWA3030A4000CA","14266TDL4F","Trane","Roof","CU-D210"]
[263,"RES_D-211_HTP","Heat Pump","Riverview Elementary School","4TWA3030A4000CA","1426689D4F","Trane","Roof","CU-D211"]
[265,"RES_D-212_HTP","Heat Pump","Riverview Elementary School","4TWA3030A4000CA","14266TBA4F","Trane","Roof","CU-D212"]
[267,"RES_D-214_HTP","Heat Pump","Riverview Elementary School","4TWA3030A4000CA","14292MM7BF","Trane","Roof","CU-D214"]
[269,"RES_D-215_HTP","Heat Pump","Riverview Elementary School","4TWA3048B4000BA","14372G5K4F","Trane","Roof","CU-D215"]
[270,"RES_D-216_AHU","Heat Pump","Riverview Elementary School","GAF2A0A18S11SBA","14062K8MBV","Trane"]
[271,"RES_D-216_HTP","Heat Pump","Riverview Elementary School","4TWA3018D1000AA","14292MM7BF","Trane","Roof","CU-D216"]
[274,"RES_D-218_HTP","Heat Pump","Riverview Elementary School","4TWA3018D1000AA","14312KW4BF","Trane","Roof","CU-D218"]
[276,"RES_D-227_HTP","Heat Pump","Riverview Elementary School","4TWA3030A4000CA","14266RC34F","Trane","Roof","CU-D227"]
[278,"RES_D-231_HTP","Heat Pump","Riverview Elementary School","4TWA3048B4000BA","14372GXR4F","Trane","Roof","CU-D231"]
[280,"RES_D-232_HTP","Heat Pump","Riverview Elementary School","4TWA3030A4000CA","14042YBD4F","Trane","Roof","CU-D232"]
[282,"RES_D-234_HTP","Heat Pump","Riverview Elementary School","4TWA3018D1000AA","14312K3KBF","Trane","Roof","CU-D234"]
[284,"RES_D-236_HTP","Heat Pump","Riverview Elementary School","4TWA3030A4000CA","14266RHU4F","Trane","Roof","CU-D236"]
[285,"RES_D-237_AHU","Heat Pump","Riverview Elementary School","GAMZABA30R21BFA","142138LABV","Trane"]
[286,"RES_D-237_HTP","Heat Pump","Riverview Elementary School","4TWA3030A4000CA","14266RH74F","Trane","Roof","CU-D237"]
[288,"RES_D-238_HTP","Heat Pump","Riverview Elementary School","4TWA3030A4000CA","14266RKT4F","Trane","Roof","CU-D238"]
[290,"RES_D-239_HTP","Heat Pump","Riverview Elementary School","4TWA3030A4000CA","14243TTG4F","Trane","Roof","CU-D239"]
[291,"RES_D-240_AHU","Heat Pump","Riverview Elementary School","GAM2A0A30821SEA","142136KABV","Trane"]
[292,"RES_D-240_HTP","Heat Pump","Riverview Elementary School","4TWA3030A4000CA","14042YSA4F","Trane","Roof","CU-D240"]
[294,"RES_D-241_HTP","Heat Pump","Riverview Elementary School","4TWA3030A4000CA","14243TTR4F","Trane","Roof","CU-D241"]
[296,"RES_D-243_HTP","Heat Pump","Riverview Elementary School","4TWA3030A4000CA","14266RGH4F","Trane","Roof","CU-D243"]
[297,"RES_D-245A_AHU","Heat Pump","Riverview Elementary School","GAF2A0A24S21SBA","13333Y3YA","Trane"]
[298,"RES_D-245A_HTP","Heat Pump","Riverview Elementary School","4TWA3024D1000AA","14345SMYBF","Trane","Roof","CU-D245A"]
[299,"RES_D-245B_AHU","Heat Pump","Riverview Elementary School","INACCESSABLE","INNACCESSABLE","Trane",null,"Feeds Balcony"]
[300,"RES_D-245B_HTP","Heat Pump","Riverview Elementary School","4TWA3060B4000AA","14373TEF4F","Trane","Roof","CU-D245B"]
[301,"RES_D-245C_AHU","Heat Pump","Riverview Elementary School","GAM2A0B42S31SBA","13454JSSAV","Trane",null,"Feeds D225"]
[302,"RES_D-245C_HTP","Heat Pump","Riverview Elementary School","4TWA3036B4000AA","14312NDJ4F","Trane","Roof","CU-D245C"]
[120,"RES_A-122B_RTU","Rooftop Package AC Unit","Riverview Elementary School","4WCC3024B1000AB","142512129L","Trane","Roof","RTU-7E"]
[121,"RES_A-122E_RTU","Rooftop Package AC Unit","Riverview Elementary School","WSC120E4RNAOKB000000000","142612768L","Trane","Roof","RTU-10D"]
[122,"RES_A-122W_RTU","Rooftop Package AC Unit","Riverview Elementary School","WSC120E4RNAOKB000000000","142612756L","Trane","Roof","RTU-10C"]
[123,"RES_A-124N_RTU","Rooftop Package AC Unit","Riverview Elementary School","WSC120E4RNAOKB000000000","142612744L","Trane","Roof","RTU-10B"]
[124,"RES_A-124S_RTU","Rooftop Package AC Unit","Riverview Elementary School","WSC120E4RNAOKB000000000","142612732L","Trane","Roof","RTU-10A"]
[125,"RES_A-124STAGE_RTU","Rooftop Package AC Unit","Riverview Elementary School","WSC048E4RGA1KB000000000","142612255L","Trane","Roof","RTU-8A"]
[134,"RES_A-133_RTU","Rooftop Package AC Unit","Riverview Elementary School","4WCC3024B1000AB","140310944L","Trane","Roof","RTU-7B"]
[135,"RES_A-134_RTU","Rooftop Package AC Unit","Riverview Elementary School","4WCC3024B1000AB","142411152L","Trane","Roof","RTU-7"]
[136,"RES_A-135N_RTU","Rooftop Package AC Unit","Riverview Elementary School","WSC060E4RGA1BB0000000000C0000000","142612367L","Trane","Roof","RTU-9B"]
[137,"RES_A-135S_RTU","Rooftop Package AC Unit","Riverview Elementary School","WSC060E4RGA1BB0000000000C0000000","142612339L","Trane","Roof","RTU-9A"]
[148,"RES_A-LOBBYN_RTU","Rooftop Package AC Unit","Riverview Elementary School","4WCC3024B1000AB","142512113L","Trane","Roof","RTU-7C"]
[149,"RES_A-LOBBYS_RTU","Rooftop Package AC Unit","Riverview Elementary School","4WCC3024B1000AB","142513655L","Trane","Roof","RTU-7D"]
[110,"RES_A-100A_SSY","Split System","Riverview Elementary School","MUZ-GE24NA","4007108 T","Mitsubishi","Roof","CU-A100A"]
[113,"RES_A-113A_SSY","Split System","Riverview Elementary School","MUZ-GE24NA","4007103 T","Mitsubishi","Roof","CU-A113A"]
[175,"RES_B-115A_SSY","Split System","Riverview Elementary School","MUZ-GE24NA","4007086T","Mitsubishi","Roof","Feds B-115A"]
[215,"RES_C-119D_SSY","Split System","Riverview Elementary School","MUZ-GE24NA","4007112 T","Mitsubishi","Outside","CU-C119D"]
[222,"RES_C-123_SSY","Split System","Riverview Elementary School","MUZ-GE24NA","4007102 T","Mitsubishi","Outside","CU-C123"]
[272,"RES_D-217_SSY","Split System","Riverview Elementary School","MUZ-GE24NA","4007109 T","Mitsubishi","Roof","CU-D217"]
[{"v":4185,"d":"4,185"},"RES_UHT_001","Unit Heater","Riverview Elementary School",{"$nulls":3},"A-137 Main Mechanical Room","UH-1"]
[{"v":4186,"d":"4,186"},"RES_UHT_002","Unit Heater","Riverview Elementary School",{"$nulls":3},"Sprinkler Riser Room"]
[{"v":3813,"d":"3,813"},"SES_C100_AHU","Air Handling Unit","Springfield Elementary School","TWEO42P-130BO","R423SLA1V","Trane","C100"]
[{"v":3815,"d":"3,815"},"SES_C101_AHU","Air Handling Unit","Springfield Elementary School","TWEO42P-130BO","R413J5L1V","Trane","C101"]
[{"v":3817,"d":"3,817"},"SES_C102_AHU","Air Handling Unit","Springfield Elementary School","TWEO42P-130BO","R423SK21V","Trane","C102"]
[{"v":3819,"d":"3,819"},"SES_C103_AHU","Air Handling Unit","Springfield Elementary School","TWEO42P-130BO","R423SNE1V","Trane","C103"]
[{"v":3821,"d":"3,821"},"SES_C104_AHU","Air Handling Unit","Springfield Elementary School","TWE042P130B0","R415N5X1B","Trane",null,"IDHP C5"]
[{"v":3823,"d":"3,823"},"SES_C105_AHU","Air Handling Unit","Springfield Elementary School","TWEO42P-130BO","R415N4A1V","Trane","C105"]
[{"v":3825,"d":"3,825"},"SES_C106_AHU","Air Handling Unit","Springfield Elementary School","TWEO42P-130BO","R423SNN1V","Trane","C106"]
[{"v":3827,"d":"3,827"},"SES_C107_AHU","Air Handling Unit","Springfield Elementary School","TWEO42P-130BO","R424AMM1V","Trane","C107"]
[{"v":3829,"d":"3,829"},"SES_C108_AHU","Air Handling Unit","Springfield Elementary School","TWEO42P-130BO","R423SK51V","Trane","C108"]
[{"v":3831,"d":"3,831"},"SES_C109_AHU","Air Handling Unit","Springfield Elementary School","TWEO42P-130BO","R423SKY1V","Trane","C109"]
[{"v":3833,"d":"3,833"},"SES_C110_AHU","Air Handling Unit","Springfield Elementary School","TWEO42P-130BO","R423SLJ1V","Trane","C110"]
[{"v":3835,"d":"3,835"},"SES_C111_AHU","Air Handling Unit","Springfield Elementary School","TWEO42P-130BO","R423SNK1V","Trane","C111"]
[{"v":3837,"d":"3,837"},"SES_C112_AHU","Air Handling Unit","Springfield Elementary School","TWEO42P-130BO","R423SNB1V","Trane","C112"]
[{"v":3839,"d":"3,839"},"SES_C113_AHU","Air Handling Unit","Springfield Elementary School","TWEO42P-130BO","R423TJH1V","Trane","C113"]
[{"v":3841,"d":"3,841"},"SES_C114_AHU","Air Handling Unit","Springfield Elementary School","TWEO42P-130BO","R423TJE1V","Trane","C114"]
[{"v":3843,"d":"3,843"},"SES_C115_AHU","Air Handling Unit","Springfield Elementary School","TWEO42P-130BO","R423SK71V","Trane","C115"]
[{"v":3845,"d":"3,845"},"SES_C116_AHU","Air Handling Unit","Springfield Elementary School","TWEO42P-130BO","R424AMK1V","Trane","C116"]
[{"v":3847,"d":"3,847"},"SES_C117_AHU","Air Handling Unit","Springfield Elementary School","TWEO42P-130BO","R423TJB1V","Trane","C117"]
[{"v":3849,"d":"3,849"},"SES_C118_AHU","Air Handling Unit","Springfield Elementary School","TWEO42P-130BO","R423SLC1V","Trane","C118"]
[{"v":3851,"d":"3,851"},"SES_C119_AHU","Air Handling Unit","Springfield Elementary School","TWEO42P-130BO","R423SM81V","Trane","C119"]
[{"v":3855,"d":"3,855"},"SES_D100_AHU","Air Handling Unit","Springfield Elementary School","TWEO42P-130BO","R426JGE1V","Trane","D100"]
[{"v":3857,"d":"3,857"},"SES_D101_AHU","Air Handling Unit","Springfield Elementary School","TWEO42P-130BO","R47A591V","Trane","D101"]
[{"v":3859,"d":"3,859"},"SES_D102_AHU","Air Handling Unit","Springfield Elementary School","TWEO42P-130BO","R426JM1V","Trane","D102"]
[{"v":3861,"d":"3,861"},"SES_D103_AHU","Air Handling Unit","Springfield Elementary School","TWEO42P-130BO","R426J7T1V","Trane","D103"]
[{"v":3863,"d":"3,863"},"SES_D104_AHU","Air Handling Unit","Springfield Elementary School","TWEO42P-130BO","R43147D1V","Trane","D104"]
[{"v":3865,"d":"3,865"},"SES_D105_AHU","Air Handling Unit","Springfield Elementary School","TWEO42P-130BO","R433W8N1V","Trane","D105"]
[{"v":3867,"d":"3,867"},"SES_D106_AHU","Air Handling Unit","Springfield Elementary School","TWEO42P-130BO","R426J6P1V","Trane","D106"]
[{"v":3869,"d":"3,869"},"SES_D107_AHU","Air Handling Unit","Springfield Elementary School","TWEO42P-130BO","R433W8S1V","Trane","D107"]
[{"v":3871,"d":"3,871"},"SES_D108_AHU","Air Handling Unit","Springfield Elementary School","TWEO42P-130BO","R362D071V","Trane","D108"]
[{"v":3873,"d":"3,873"},"SES_D109_AHU","Air Handling Unit","Springfield Elementary School","TWEO42P-130BO","R433W8H1V","Trane","D109"]
[{"v":3875,"d":"3,875"},"SES_D110_AHU","Air Handling Unit","Springfield Elementary School","TWEO42P-130BO","R435NR21V","Trane","D110"]
[{"v":3877,"d":"3,877"},"SES_D111_AHU","Air Handling Unit","Springfield Elementary School","TWEO42P-130BO","R382D001V","Trane","D111"]
[{"v":3879,"d":"3,879"},"SES_D112_AHU","Air Handling Unit","Springfield Elementary School","TWEO42P-130BO","R426J7H1V","Trane","D112"]
[{"v":3881,"d":"3,881"},"SES_D113_AHU","Air Handling Unit","Springfield Elementary School","TWEO42P-130BO","R426J6M1V","Trane","D113"]
[{"v":3883,"d":"3,883"},"SES_D114_AHU","Air Handling Unit","Springfield Elementary School","TWEO42P-130BO","R426J7X1V","Trane","D114"]
[{"v":3885,"d":"3,885"},"SES_D115_AHU","Air Handling Unit","Springfield Elementary School","TWEO42P-130BO","R382D0X1V","Trane","D115"]
[{"v":3890,"d":"3,890"},"SES_E100_AHU","Air Handling Unit","Springfield Elementary School","TWEO42P-130BO","R424UG91V","Trane","E Wing"]
[{"v":3892,"d":"3,892"},"SES_E101_AHU","Air Handling Unit","Springfield Elementary School","TWEO42P-130BO","R424H31V","Trane","E Wing"]
[{"v":3894,"d":"3,894"},"SES_E102_AHU","Air Handling Unit","Springfield Elementary School","TWEO42P-130BO","R42UHW1V","Trane","E Wing"]
[{"v":3896,"d":"3,896"},"SES_E103_AHU","Air Handling Unit","Springfield Elementary School","TWEO42P-130BO","R423SKW1V","Trane","E Wing"]
[{"v":3898,"d":"3,898"},"SES_E104_AHU","Air Handling Unit","Springfield Elementary School","TWEO42P-130BO","R415N4F1V","Trane","E Wing"]
[{"v":3900,"d":"3,900"},"SES_E105_AHU","Air Handling Unit","Springfield Elementary School","TWEO42P-130BO","R42UHB1V","Trane","E Wing"]
[{"v":3902,"d":"3,902"},"SES_E106_AHU","Air Handling Unit","Springfield Elementary School","TWEO42P-130BO","R42UJS1V","Trane","E Wing"]
[{"v":3904,"d":"3,904"},"SES_E107_AHU","Air Handling Unit","Springfield Elementary School","TWEO42P-130BO","R42UJY1V","Trane","E Wing"]
[{"v":3906,"d":"3,906"},"SES_E108_AHU","Air Handling Unit","Springfield Elementary School","TWEO42P-130BO","R415N4D1V","Trane","E Wing"]
[{"v":3908,"d":"3,908"},"SES_E109_AHU","Air Handling Unit","Springfield Elementary School","TWEO42P-130BO","R424UHE1V","Trane","E Wing"]
[{"v":3910,"d":"3,910"},"SES_E110_AHU","Air Handling Unit","Springfield Elementary School","TWEO42P-130BO","R42UHS1V","Trane","E Wing"]
[{"v":3912,"d":"3,912"},"SES_E111_AHU","Air Handling Unit","Springfield Elementary School","TWE042P130B0","R424UH01V","Trane",null,"IDHP E11"]
[{"v":3812,"d":"3,812"},"SES_C-WING_ERU","Energy Recovery Unit","Springfield Elementary School","ERV-522H-B-ES","00J20329","Greenheck","Roof"]
[{"v":3854,"d":"3,854"},"SES_D-WING_ERU","Energy Recovery Unit","Springfield Elementary School","ERV-522S-B-ES","00U21657","Greenheck"]
[{"v":3889,"d":"3,889"},"SES_E-WING_ERU","Energy Recovery Unit","Springfield Elementary School","ERV-522S-B-ES","00J23402","Greenheck","Roof"]
[{"v":3814,"d":"3,814"},"SES_C100_HTP","Heat Pump","Springfield Elementary School","TWAO36D400A0","Z06441N4F","Trane","Outside","R-22 ODHPC0"]
[{"v":3816,"d":"3,816"},"SES_C101_HTP","Heat Pump","Springfield Elementary School","TWAO36D400A0","Z06442G4F","Trane","Outside","R-22 ODHPC1"]
[{"v":3818,"d":"3,818"},"SES_C102_HTP","Heat Pump","Springfield Elementary School","TWAO36D400A0","Z063WY84F","Trane","Outside","R-22 ODHPC2"]
[{"v":3820,"d":"3,820"},"SES_C103_HTP","Heat Pump","Springfield Elementary School","TWAO36D400A0","Z065PFW4F","Trane","Outside","R-22 ODHPC3"]
[{"v":3822,"d":"3,822"},"SES_C104_HTP","Heat Pump","Springfield Elementary School","TWAO36D400A0","Z065PCA4F","Trane","Outside","R-22 ODHPC4"]
[{"v":3824,"d":"3,824"},"SES_C105_HTP","Heat Pump","Springfield Elementary School","TWAO36D400A0","Z0644484F","Trane","Outside","R-22 ODHPC5"]
[{"v":3826,"d":"3,826"},"SES_C106_HTP","Heat Pump","Springfield Elementary School","TWAO36D400A0","R443PSG4F","Trane","Outside","R-22 ODHPC6"]
[{"v":3828,"d":"3,828"},"SES_C107_HTP","Heat Pump","Springfield Elementary School","TWAO36D400A0","Z012R0D4F","Trane","Outside","R-22 ODHPC7"]
[{"v":3830,"d":"3,830"},"SES_C108_HTP","Heat Pump","Springfield Elementary School","TWAO36D400A0","Z065PC54F","Trane","Outside","R-22 ODHPC8"]
[{"v":3832,"d":"3,832"},"SES_C109_HTP","Heat Pump","Springfield Elementary School","TWAO36D400A0","Z06445T4F","Trane","Outside","R-22 ODHPC9"]
[{"v":3834,"d":"3,834"},"SES_C110_HTP","Heat Pump","Springfield Elementary School","TWAO36D400A0","Z063WU04F","Trane","Outside","R-22 ODHPC10"]
[{"v":3836,"d":"3,836"},"SES_C111_HTP","Heat Pump","Springfield Elementary School","TWAO36D400A0","Z065PBX4F","Trane","Outside","R-22 ODHPC11"]
[{"v":3838,"d":"3,838"},"SES_C112_HTP","Heat Pump","Springfield Elementary School","TWAO36D400A0","Z065PF94F","Trane","Outside","R-22 ODHPC12"]
[{"v":3840,"d":"3,840"},"SES_C113_HTP","Heat Pump","Springfield Elementary School","TWAO36D400A0","Z063WW34F","Trane","Outside","R-22 ODHPC13"]
[{"v":3842,"d":"3,842"},"SES_C114_HTP","Heat Pump","Springfield Elementary School","TWAO36D400A0","Z0644414F","Trane","Outside","R-22 ODHPC14"]
[{"v":3844,"d":"3,844"},"SES_C115_HTP","Heat Pump","Springfield Elementary School","TWAO36D400A0","Z065PBM4F","Trane","Outside","R-22 ODHPC15"]
[{"v":3846,"d":"3,846"},"SES_C116_HTP","Heat Pump","Springfield Elementary School","TWAO36D400A0","Z065PEP4F","Trane","Outside","R-22 ODHPC16"]
[{"v":3848,"d":"3,848"},"SES_C117_HTP","Heat Pump","Springfield Elementary School","TWAO36D400A0","Z065PDM4F","Trane","Outside","R-22 ODHPC17"]
[{"v":3850,"d":"3,850"},"SES_C118_HTP","Heat Pump","Springfield Elementary School","TWAO36D400A0","Z065PDC4F","Trane","Outside","R-22 ODHPC18"]
[{"v":3852,"d":"3,852"},"SES_C119_HTP","Heat Pump","Springfield Elementary School","TWAO36D400A0","Z0644114F","Trane","Outside","R-22 ODHPC19"]
[{"v":3856,"d":"3,856"},"SES_D100_HTP","Heat Pump","Springfield Elementary School","TWAO36D400A0","R492NYL4F","Trane","Outside","R-22 ODHPD0"]
[{"v":3858,"d":"3,858"},"SES_D101_HTP","Heat Pump","Springfield Elementary School","TWAO36D400A0","R504U4U4F","Trane","Outside","R-22 ODHPD01"]
[{"v":3860,"d":"3,860"},"SES_D102_HTP","Heat Pump","Springfield Elementary School","TWAO36D400A0","R464WBU4F","Trane","Outside","R-22 ODHPD2"]
[{"v":3862,"d":"3,862"},"SES_D103_HTP","Heat Pump","Springfield Elementary School","TWAO36D400A0","R1556D24F","Trane","Outside","R-22 ODHPD03"]
[{"v":3864,"d":"3,864"},"SES_D104_HTP","Heat Pump","Springfield Elementary School","TWAO36D400A0","R492NWC4F","Trane","Outside","R-22 ODHPD4"]
[{"v":3866,"d":"3,866"},"SES_D105_HTP","Heat Pump","Springfield Elementary School","TWAO36D400A0","R492NO24F","Trane","Outside","R-22 ODHPD05"]
[{"v":3868,"d":"3,868"},"SES_D106_HTP","Heat Pump","Springfield Elementary School","TWAO36D400A0","R155M904F","Trane","Outside","R-22 ODHPD6"]
[{"v":3870,"d":"3,870"},"SES_D107_HTP","Heat Pump","Springfield Elementary School","TWAO36D400A0","R1556CY4F","Trane","Outside","R-22 ODHPD07"]
[{"v":3872,"d":"3,872"},"SES_D108_HTP","Heat Pump","Springfield Elementary School","TWAO36D400A0","R155M804F","Trane","Outside","R-22 ODHPD8"]
[{"v":3874,"d":"3,874"},"SES_D109_HTP","Heat Pump","Springfield Elementary School","TWAO36D400A0","R464WA14F","Trane","Outside","R-22 ODHPD09"]
[{"v":3876,"d":"3,876"},"SES_D110_HTP","Heat Pump","Springfield Elementary School","TWAO36D400A0","ZO51K6D4F","Trane","Outside","R-22 ODHPD10"]
[{"v":3878,"d":"3,878"},"SES_D111_HTP","Heat Pump","Springfield Elementary School","TWAO36D400A0","R492NXM4F","Trane","Outside","R-22 ODHPD11"]
[{"v":3880,"d":"3,880"},"SES_D112_HTP","Heat Pump","Springfield Elementary School","TWAO36D400A0","R461L2A4F","Trane","Outside","R-22 ODHPD12"]
[{"v":3882,"d":"3,882"},"SES_D113_HTP","Heat Pump","Springfield Elementary School","TWAO36D400A0","R464WB74F","Trane","Outside","R-22 ODHPD13"]
[{"v":3884,"d":"3,884"},"SES_D114_HTP","Heat Pump","Springfield Elementary School","TZAA-336-DA757","8373W261316170","Thermal Zone","Outside","R-22 ODHPD14"]
[{"v":3886,"d":"3,886"},"SES_D115_HTP","Heat Pump","Springfield Elementary School","TWAO36D400A0","R464WFG4F","Trane","Outside","R-22 ODHPD15"]
[{"v":3891,"d":"3,891"},"SES_E100_HTP","Heat Pump","Springfield Elementary School","TWAO36D400A0","R461L344F","Trane","Outside E Wing","R-22 ODHPE0"]
[{"v":3893,"d":"3,893"},"SES_E101_HTP","Heat Pump","Springfield Elementary School","TWAO36D400A0","R492N1E4F","Trane","Outside E Wing","R-22 ODHPE1"]
[{"v":3895,"d":"3,895"},"SES_E102_HTP","Heat Pump","Springfield Elementary School","TWAO36D400A0","R464U9L4F","Trane","Outside E Wing","R-22 ODHPE2"]
[{"v":3897,"d":"3,897"},"SES_E103_HTP","Heat Pump","Springfield Elementary School","TWAO36D400A0","R451ULY4F","Trane","Outside E Wing","R-22 ODHPE3"]
[{"v":3899,"d":"3,899"},"SES_E104_HTP","Heat Pump","Springfield Elementary School","TWAO36D400A0","R492NX74F","Trane","Outside E Wing","R-22 ODHPE4"]
[{"v":3901,"d":"3,901"},"SES_E105_HTP","Heat Pump","Springfield Elementary School","TWAO36D400A0","R1556FX4F","Trane","Outside E Wing","R-22 ODHPE5"]
[{"v":3903,"d":"3,903"},"SES_E106_HTP","Heat Pump","Springfield Elementary School","TWAO36D400A0","R492N2K4F","Trane","Outside E Wing","R-22 ODHPE6"]
[{"v":3905,"d":"3,905"},"SES_E107_HTP","Heat Pump","Springfield Elementary School","TWAO36D400A0","R461L5N4F","Trane","Outside E Wing","R-22 ODHPE7"]
[{"v":3907,"d":"3,907"},"SES_E108_HTP","Heat Pump","Springfield Elementary School","TWAO36D400A0","R464U7N4F","Trane","Outside E Wing","R-22 ODHPE8"]
[{"v":3909,"d":"3,909"},"SES_E109_HTP","Heat Pump","Springfield Elementary School","TWAO36D400A0","R174U6R4F","Trane","Outside E Wing","R-22 ODHPE9"]
[{"v":3911,"d":"3,911"},"SES_E110_HTP","Heat Pump","Springfield Elementary School","TWAO36D400A0","R492NUD4F","Trane","Outside E Wing","R-22 ODHPE10"]
[{"v":3913,"d":"3,913"},"SES_E111_HTP","Heat Pump","Springfield Elementary School","TWAO36D400A0","R492NOE4F","Trane","Outside E Wing","R-22 ODHPE11"]
[{"v":3944,"d":"3,944"},"SES_M1PORTABLE _PAC","Package Unit","Springfield Elementary School","WH361-A10RX4XXQ","125F991351881-02","Bard Manufacturing Company, Inc.","Outside "]
[{"v":3945,"d":"3,945"},"SES_M2PORTABLE _PAC","Package Unit","Springfield Elementary School","WH361-A10RX4XXQ","125F991351885-02","Bard Manufacturing Company, Inc.","Outside "]
[{"v":3946,"d":"3,946"},"SES_M3PORTABLE _PAC","Package Unit","Springfield Elementary School","WH361-A10RX4XXQ","125F991351889","Bard Manufacturing Company, Inc.","Outside "]
[{"v":3947,"d":"3,947"},"SES_M4PORTABLE _PAC","Package Unit","Springfield Elementary School","WH361-A10RX4XXQ","125F991351878-02","Bard Manufacturing Company, Inc.","Outside "]
[{"v":4413,"d":"4,413"},"SES_A101_RTU","Rooftop Package AC Unit","Springfield Elementary School","WCD048C400BD","R41104057D","Trane","Roof","2000 R22"]
[{"v":4414,"d":"4,414"},"SES_A109_RTU","Rooftop Package AC Unit","Springfield Elementary School",null,null,"Trane","Roof","Tag covered by controller"]
[{"v":4415,"d":"4,415"},"SES_A116A_RTU","Rooftop Package AC Unit","Springfield Elementary School","WCD180B40AEA","R42100606D","Trane","Roof","2000 R22"]
[{"v":4416,"d":"4,416"},"SES_A116B_RTU","Rooftop Package AC Unit","Springfield Elementary School","WCD180B40AEA","R42100669D","Trane","Roof","2000 R22"]
[{"v":4417,"d":"4,417"},"SES_A117_RTU","Rooftop Package AC Unit","Springfield Elementary School",null,null,"Trane","Roof","Tag covered by controller"]
[{"v":4418,"d":"4,418"},"SES_A118_RTU","Rooftop Package AC Unit","Springfield Elementary School","WCD048C400BD","R41104061D","Trane","Roof","R22 MFD2000"]
[{"v":4422,"d":"4,422"},"SES_B101_RTU","Rooftop Package AC Unit","Springfield Elementary School","WCD048C400BD","R41104028D","Trane","Roof","R22 MFD2000"]
[{"v":4423,"d":"4,423"},"SES_B105_RTU","Rooftop Package AC Unit","Springfield Elementary School","WCD048C400BD","R41104065D","Trane","Roof","R22 MFD2000"]
[{"v":4424,"d":"4,424"},"SES_B108_RTU","Rooftop Package AC Unit","Springfield Elementary School","WCD048C400BD","R41104069D","Trane","Roof","R22 MFD2000"]
[{"v":4425,"d":"4,425"},"SES_B109_RTU","Rooftop Package AC Unit","Springfield Elementary School","WCD048C400BD","R41104032D","Trane","Roof","R22 MFD2000"]
[{"v":4426,"d":"4,426"},"SES_B110_RTU","Rooftop Package AC Unit","Springfield Elementary School","WCD048C400BD","R41104053D","Trane","Roof","R22 MFD2000"]
[{"v":4427,"d":"4,427"},"SES_B111_RTU","Rooftop Package AC Unit","Springfield Elementary School",null,null,"Trane","Roof","Tag not legible"]
[{"v":4428,"d":"4,428"},"SES_B112_RTU","Rooftop Package AC Unit","Springfield Elementary School","WCD090C40ABC","R42100086D","Trane","Roof","R22 MFD2000"]
[{"v":4429,"d":"4,429"},"SES_B116_RTU","Rooftop Package AC Unit","Springfield Elementary School","WCD048C400BD","R41104036D","Trane","Roof","R22 MFD2000"]
[{"v":4430,"d":"4,430"},"SES_B119_RTU","Rooftop Package AC Unit","Springfield Elementary School","WCD048C400BD","R41104045D","Trane","Roof","R22 MFD2000"]
[{"v":1758,"d":"1,758"},"G_Hall_DHS_F2","AAON Dehumidification/Outside Air Unit Alarm -G_Hall_DHS_F2","Springfield Middle School",null,null,"AAON","G Hall"]
[{"v":3974,"d":"3,974"},"SMS_A_103_AHU_D1","Air Handling Unit","Springfield Middle School",null,null,"Trane","A103"]
[{"v":3975,"d":"3,975"},"SMS_A_104_AHU_D4","Air Handling Unit","Springfield Middle School","TWE024C140B0","5311K0L1V","Trane","A104"]
[{"v":3976,"d":"3,976"},"SMS_A_108_AHU_D6","Air Handling Unit","Springfield Middle School",null,null,"Trane","A108","No access"]
[{"v":3977,"d":"3,977"},"SMS_A_109_AHU_D3","Air Handling Unit","Springfield Middle School","TWE024C140B0","531382D1V","Trane","A109"]
[{"v":3978,"d":"3,978"},"SMS_A_112_AHU_D5","Air Handling Unit","Springfield Middle School",null,null,"Trane","A112","No access"]
[{"v":3979,"d":"3,979"},"SMS_A_120_AHU_D7","Air Handling Unit","Springfield Middle School","TWE024C140B0","5311K0H1V","Trane","A120"]
[{"v":3980,"d":"3,980"},"SMS_A_121_AHU_D2","Air Handling Unit","Springfield Middle School","TWE060D150B0","5282RJ11V","Trane","A121"]
[{"v":3981,"d":"3,981"},"SMS_A_201_AHU_D8","Air Handling Unit","Springfield Middle School",null,null,"Trane","A201"]
[{"v":3995,"d":"3,995"},"SMS_B_100_AHU_B1","Air Handling Unit","Springfield Middle School",null,null,"Trane","B100"]
[{"v":3996,"d":"3,996"},"SMS_B_101_AHU_B14","Air Handling Unit","Springfield Middle School",null,null,"Trane","B101"]
[{"v":3997,"d":"3,997"},"SMS_B_102_AHU_B2","Air Handling Unit","Springfield Middle School","TWE030C140B0","532112L42V","Trane","B102"]
[{"v":3998,"d":"3,998"},"SMS_B_103_AHU_B13","Air Handling Unit","Springfield Middle School","TWE030C140B0","5315PMU2V","Trane","B103"]
[{"v":3999,"d":"3,999"},"SMS_B_104_AHU_B3","Air Handling Unit","Springfield Middle School","TWE030C140B0","5314NAH1V","Trane","B104"]
[{"v":4000,"d":"4,000"},"SMS_B_105_AHU_B12","Air Handling Unit","Springfield Middle School","TWE048C140C0","53033602V","Trane","B105"]
[{"v":4001,"d":"4,001"},"SMS_B_106_AHU_B4","Air Handling Unit","Springfield Middle School","TWE030C140B0","53127Y82V","Trane","B106"]
[{"v":4002,"d":"4,002"},"SMS_B_108_AHU_B5","Air Handling Unit","Springfield Middle School","TWE030C140B0","5315PMH2B","Trane","B108"]
[{"v":4003,"d":"4,003"},"SMS_B_109_AHU_B11","Air Handling Unit","Springfield Middle School","TWE048C140B0","53034DT2V","Trane","B109"]
[{"v":4004,"d":"4,004"},"SMS_B_110_AHU_B6","Air Handling Unit","Springfield Middle School","TWE030C140B0","5315PM22V","Trane","B110"]
[{"v":4005,"d":"4,005"},"SMS_B_112_AHU_B7","Air Handling Unit","Springfield Middle School","TWE030C140B0","5315PMC2V","Trane","B112"]
[{"v":4006,"d":"4,006"},"SMS_B_113_AHU_B10","Air Handling Unit","Springfield Middle School","TWE048C140B0","53031XS1V","Trane","B113"]
[{"v":4007,"d":"4,007"},"SMS_B_114_AHU_B8","Air Handling Unit","Springfield Middle School","TWE036C140B0","5296K3A1V","Trane","B114"]
[{"v":4008,"d":"4,008"},"SMS_B_115_AHU_B9","Air Handling Unit","Springfield Middle School","TWE048C140B0","5301T881V","Trane","B115"]
[{"v":4009,"d":"4,009"},"SMS_B_Hall_ERU_B1","Air Handling Unit","Springfield Middle School","TWE024C140B0","531382C1V","Trane","B100"]
[{"v":4032,"d":"4,032"},"SMS_C_102_AHU_A15","Air Handling Unit","Springfield Middle School","TWE042C140C0","53113AH2V","Trane","C102"]
[{"v":4033,"d":"4,033"},"SMS_C_103_AHU_A2","Air Handling Unit","Springfield Middle School","TWE024C140B0","5315STL1B","Trane","C103"]
[{"v":4034,"d":"4,034"},"SMS_C_106_AHU_A14","Air Handling Unit","Springfield Middle School","TWE042C140C0","5311M3A1V","Trane","C106"]
[{"v":4035,"d":"4,035"},"SMS_C_107_AHU_A14","Air Handling Unit","Springfield Middle School","TWE036C140B0","5303KEL2V","Trane","C107","A3"]
[{"v":4036,"d":"4,036"},"SMS_C_108_AHU_A13","Air Handling Unit","Springfield Middle School","TWE042C140C0","5291MM72V","Trane","C108"]
[{"v":4037,"d":"4,037"},"SMS_C_109_AHU_A4","Air Handling Unit","Springfield Middle School","TWE030C140B0","53212LB2V","Trane","C109"]
[{"v":4038,"d":"4,038"},"SMS_C_111_AHU_A5","Air Handling Unit","Springfield Middle School","TWE030C140B0","5322L892V","Trane","C111"]
[{"v":4039,"d":"4,039"},"SMS_C_112_AHU_A12","Air Handling Unit","Springfield Middle School","TWE042C140C0","5291MM42V","Trane","C112"]
[{"v":4040,"d":"4,040"},"SMS_C_113_AHU_A6","Air Handling Unit","Springfield Middle School","TWE030C140B0","53212L52V","Trane","C113"]
[{"v":4041,"d":"4,041"},"SMS_C_115_AHU_A7","Air Handling Unit","Springfield Middle School","TWE030C140B0","53135SK2V","Trane","C115"]
[{"v":4042,"d":"4,042"},"SMS_C_116_AHU_A11","Air Handling Unit","Springfield Middle School","TWE042C140C0","5292TKC2V","Trane","C116"]
[{"v":4043,"d":"4,043"},"SMS_C_117_AHU_A8","Air Handling Unit","Springfield Middle School","TWE030C140B0","5315PMP2V","Trane","C117"]
[{"v":4044,"d":"4,044"},"SMS_C_118_AHU_A10","Air Handling Unit","Springfield Middle School","TWE036C140B0","5294MH72V","Trane","C118"]
[{"v":4045,"d":"4,045"},"SMS_C_119_AHU_A9","Air Handling Unit","Springfield Middle School","TWE030C140B0","53212MN2V","Trane","C119"]
[{"v":4046,"d":"4,046"},"SMS_C_Hall_ERU_A1","Air Handling Unit","Springfield Middle School","TWE024C140B0","5311K1H1V","Trane","C Hall"]
[{"v":4047,"d":"4,047"},"SMS_C_Resource_AHU_A1","Air Handling Unit","Springfield Middle School",null,null,"Trane","C Resource"]
[{"v":4068,"d":"4,068"},"SMS_D_099_AHU_C14","Air Handling Unit","Springfield Middle School","TWE024C140B0","5472MC62V","Trane","D99"]
[{"v":4069,"d":"4,069"},"SMS_D_100_AHU_C1","Air Handling Unit","Springfield Middle School","TWE024C140B0","5373XA32V","Trane","D100"]
[{"v":4070,"d":"4,070"},"SMS_D_104_AHU_C2","Air Handling Unit","Springfield Middle School","TWE036C140B0","5296K321V","Trane","D104"]
[{"v":4071,"d":"4,071"},"SMS_D_105_AHU_C13","Air Handling Unit","Springfield Middle School","TWE042C140C0","5304P672V","Trane","D105"]
[{"v":4072,"d":"4,072"},"SMS_D_106_AHU_C3","Air Handling Unit","Springfield Middle School","TWE042C140C0","5304P652V","Trane","D106"]
[{"v":4073,"d":"4,073"},"SMS_D_107_AHU_C12","Air Handling Unit","Springfield Middle School","TWE042C140C0","5295S6U2V","Trane","D107"]
[{"v":4074,"d":"4,074"},"SMS_D_109_AHU_C11","Air Handling Unit","Springfield Middle School","TWE042C140C0","53113AG2V","Trane","D109"]
[{"v":4075,"d":"4,075"},"SMS_D_110_AHU_C4","Air Handling Unit","Springfield Middle School","TWE042C140C0","5304P662V","Trane","D110"]
[{"v":4076,"d":"4,076"},"SMS_D_111_AHU_C10","Air Handling Unit","Springfield Middle School","TWE042C140C0","5291MM32V","Trane","D111"]
[{"v":4077,"d":"4,077"},"SMS_D_113_AHU_C9","Air Handling Unit","Springfield Middle School","TWE042C140C0","5291MM12V","Trane","D113"]
[{"v":4078,"d":"4,078"},"SMS_D_114_AHU_C5","Air Handling Unit","Springfield Middle School","TWE048C140C0","5302WUJ2V","Trane","D114"]
[{"v":4079,"d":"4,079"},"SMS_D_115_AHU_C8","Air Handling Unit","Springfield Middle School","TWE042C140C0","5311M281V","Trane","D115"]
[{"v":4080,"d":"4,080"},"SMS_D_116_AHU_C6","Air Handling Unit","Springfield Middle School","TWE030C140B0","53144XX2V","Trane","D116"]
[{"v":4081,"d":"4,081"},"SMS_D_117_AHU_C7","Air Handling Unit","Springfield Middle School","TWE042C140C0","5292TKD2V","Trane","D117"]
[{"v":4103,"d":"4,103"},"SMS_E_100_AHU_E5","Air Handling Unit","Springfield Middle School","TWE042C140C0","5311M3U1V","Trane","E100"]
[{"v":4104,"d":"4,104"},"SMS_E_101_AHU_E4","Air Handling Unit","Springfield Middle School","TWE048C140C0","53044E42V","Trane","E101"]
[{"v":4105,"d":"4,105"},"SMS_E_104_AHU_E7","Air Handling Unit","Springfield Middle School","TWE048C140C0","53044E72V","Trane","E104"]
[{"v":4106,"d":"4,106"},"SMS_E_106_AHU_F6","Air Handling Unit","Springfield Middle School","TWE036C14B0B0","5295NYX2V","Trane","E106"]
[{"v":4107,"d":"4,107"},"SMS_E_107_AHU_F1","Air Handling Unit","Springfield Middle School","TWE048C140C0","530414R1V","Trane","E107"]
[{"v":4108,"d":"4,108"},"SMS_E_113L_AHU_F3","Air Handling Unit","Springfield Middle School","TWE048C140C0","53031YE1B","Trane","E113L"]
[{"v":4109,"d":"4,109"},"SMS_E_113R_AHU_F4","Air Handling Unit","Springfield Middle School","TWE042C140C0","5304P682V","Trane","E113R"]
[{"v":4110,"d":"4,110"},"SMS_E_Corridor_AHU_E1","Air Handling Unit","Springfield Middle School",null,null,"Trane","E Corridor"]
[{"v":4112,"d":"4,112"},"SMS_E_MediaConf_AHU_E6","Air Handling Unit","Springfield Middle School","TWE024C140B0","531317E2V","Trane","E MediaConf"]
[{"v":4113,"d":"4,113"},"SMS_E_MediaLeft_AHU_E2","Air Handling Unit","Springfield Middle School",null,null,"Trane","E Media Left"]
[{"v":4114,"d":"4,114"},"SMS_E_MediaRight_AHU_E3","Air Handling Unit","Springfield Middle School",null,null,"Trane","E Media Right"]
[{"v":4120,"d":"4,120"},"SMS_E111_AHU","Air Handling Unit","Springfield Middle School","TWE042C140C0","530414S1V","Trane","Hallway","Idhp f 5"]
[{"v":4122,"d":"4,122"},"SMS_E112_AHU","Air Handling Unit","Springfield Middle School","TWE042C140C0","5295S6T2V","Trane","Hallway"]
[{"v":3500,"d":"3,500"},"SMS_G_Gym_ERU_G1","Energy Recovery Unit","Springfield Middle School",null,null,"AAON","Gym"]
[{"v":3506,"d":"3,506"},"SMS_G_Hall_ERU_G2","Energy Recovery Unit","Springfield Middle School",null,null,"Trane","G Hall"]
[{"v":3982,"d":"3,982"},"SMS_A_Hall_ERU_D1","Energy Recovery Unit","Springfield Middle School",null,null,"AAON","A Hall15"]
[{"v":4082,"d":"4,082"},"SMS_D_Hall_ERU_C1","Energy Recovery Unit","Springfield Middle School",null,null,"AAON","D Hall"]
[{"v":4111,"d":"4,111"},"SMS_E_Hall_ERU_F1","Energy Recovery Unit","Springfield Middle School",null,null,"AAON","E Hall"]
[{"v":3476,"d":"3,476"},"SMS_E113L_HTP","Heat Pump","Springfield Middle School",null,null,"Trane","Grounds","ODHP-F3A"]
[{"v":3477,"d":"3,477"},"SMS_E113R_HTP","Heat Pump","Springfield Middle School","2TWA0042A4000AB","6021MFY3F","Trane","Grounds","ODHP-F4"]
[{"v":3480,"d":"3,480"},"SMS_ENSEMBLE_HTP","Heat Pump","Springfield Middle School","2TWA0048A4000AB","60427WU3F","Trane","Grounds","ODHP-F3"]
[{"v":3515,"d":"3,515"},"SMS_MEDIACONF_HTP","Heat Pump","Springfield Middle School","TWA090A400FB","6041002AD","Trane","Grounds","ODHP-E1"]
[{"v":3516,"d":"3,516"},"SMS_MEDIAL_HTP","Heat Pump","Springfield Middle School","TWA120A400FB","6045M8MAD","Trane","Grounds","ODHP-E3"]
[{"v":3517,"d":"3,517"},"SMS_MEDIAR_HTP","Heat Pump","Springfield Middle School","2TWA0042A4000AB","6021MKS3F","Trane","Grounds","ODHP-E2"]
[{"v":3518,"d":"3,518"},"SMS_MEDIAWORKROOM_HTP","Heat Pump","Springfield Middle School","2TWA0030A4000AB","5043R7W4F","Trane","Grounds","ODHP-E6"]
[{"v":3983,"d":"3,983"},"SMS_A103_HTP","Heat Pump","Springfield Middle School",null,null,"Trane","Grounds","ODHP-D1"]
[{"v":3984,"d":"3,984"},"SMS_A104_HTP","Heat Pump","Springfield Middle School",null,null,"Trane","Grounds","ODHP-D4"]
[{"v":3985,"d":"3,985"},"SMS_A108_HTP","Heat Pump","Springfield Middle School",null,null,"Trane","Grounds","ODHP-D6"]
[{"v":3986,"d":"3,986"},"SMS_A109_HTP","Heat Pump","Springfield Middle School",null,null,"Trane","Grounds","ODHP-D3"]
[{"v":3987,"d":"3,987"},"SMS_A112_HTP","Heat Pump","Springfield Middle School",null,null,"Trane","Grounds","ODHP-D5"]
[{"v":3988,"d":"3,988"},"SMS_A120_HTP","Heat Pump","Springfield Middle School","2TWA0030A4000AB","53721UF4F","Trane","Grounds","ODHP-d7"]
[{"v":3989,"d":"3,989"},"SMS_A121_HTP","Heat Pump","Springfield Middle School",null,null,"Trane","Grounds","ODHP-D2"]
[{"v":3990,"d":"3,990"},"SMS_A201_HTP","Heat Pump","Springfield Middle School","2TWA0030A4000AB","5185NDF4F","Trane","Grounds","ODHP-d8"]
[{"v":3994,"d":"3,994"},"SMS_B-WORKROOM_HTP","Heat Pump","Springfield Middle School","2TWA0030A4000AB","4464L6J4F","Trane","Grounds","ODHP-b14"]
[{"v":4010,"d":"4,010"},"SMS_B100_HTP","Heat Pump","Springfield Middle School",null,null,"Trane","Grounds","ODHP-B1"]
[{"v":4011,"d":"4,011"},"SMS_B102_HTP","Heat Pump","Springfield Middle School",null,null,"Trane","Grounds","ODHP-B2"]
[{"v":4012,"d":"4,012"},"SMS_B103_HTP","Heat Pump","Springfield Middle School","2TWA0030A4000AB","53721KW4F","Trane","Grounds","ODHP-b13"]
[{"v":4013,"d":"4,013"},"SMS_B104_HTP","Heat Pump","Springfield Middle School","2TWA0030A4000AB","34651773F","Trane","Grounds","ODHP-b3"]
[{"v":4014,"d":"4,014"},"SMS_B105_HTP","Heat Pump","Springfield Middle School","2TWA0042A4000AB","6021MJB3F","Trane","Grounds","ODHP-b12"]
[{"v":4015,"d":"4,015"},"SMS_B106_HTP","Heat Pump","Springfield Middle School","2TWA0030A4000AB","4464LYF4F","Trane","Grounds","ODHP-b4"]
[{"v":4016,"d":"4,016"},"SMS_B108_HTP","Heat Pump","Springfield Middle School","2TWA0030A4000AB","50324T94F","Trane","Grounds","ODHP-b5"]
[{"v":4017,"d":"4,017"},"SMS_B109_HTP","Heat Pump","Springfield Middle School","2TWA0042A4000AB","6021MK93F","Trane","Grounds","ODHP-b11"]
[{"v":4018,"d":"4,018"},"SMS_B110_HTP","Heat Pump","Springfield Middle School","2TWA0030A4000AB","53721LK4F","Trane","Grounds","ODHP-b6"]
[{"v":4019,"d":"4,019"},"SMS_B112_HTP","Heat Pump","Springfield Middle School","2TWA0030A4000AB","537210H4F","Trane","Grounds","ODHP-b7"]
[{"v":4020,"d":"4,020"},"SMS_B113_HTP","Heat Pump","Springfield Middle School","2TWA0042A4000AB","56021MB13F","Trane","Grounds","ODHP-b10"]
[{"v":4021,"d":"4,021"},"SMS_B114_HTP","Heat Pump","Springfield Middle School","2TWA0036A4000AB","537244R4F","Trane","Grounds","ODHP-b8"]
[{"v":4022,"d":"4,022"},"SMS_B115_HTP","Heat Pump","Springfield Middle School","2TWA0042A4000AB","6021MC33F","Trane","Grounds","ODHP-b9"]
[{"v":4031,"d":"4,031"},"SMS_C-WORKROOM_HTP","Heat Pump","Springfield Middle School","2TWA0030A4000AB","55492R1P4F","Trane","Grounds","ODHP-A2"]
[{"v":4048,"d":"4,048"},"SMS_C102_HTP","Heat Pump","Springfield Middle School","2TWA0042A4000AB","6021MCD3F","Trane","Grounds","ODHP-A15"]
[{"v":4049,"d":"4,049"},"SMS_C106_HTP","Heat Pump","Springfield Middle School","2TWA0042A4000AB","53512DU4F","Trane","Grounds","ODHP-A14"]
[{"v":4050,"d":"4,050"},"SMS_C107_HTP","Heat Pump","Springfield Middle School","2TWA0036A4000AB","5352RF44F","Trane","Grounds","ODHP-A3"]
[{"v":4051,"d":"4,051"},"SMS_C108_HTP","Heat Pump","Springfield Middle School","2TWA0042A4000AB","6021MM83F","Trane","Grounds","ODHP-A13"]
[{"v":4052,"d":"4,052"},"SMS_C109_HTP","Heat Pump","Springfield Middle School","2TWA0030A4000AB","54038CF4F","Trane","Grounds","ODHP-A4"]
[{"v":4053,"d":"4,053"},"SMS_C111_HTP","Heat Pump","Springfield Middle School","2TWA0030A4000AB","53721NU4F","Trane","Grounds","ODHP-A5"]
[{"v":4054,"d":"4,054"},"SMS_C112_HTP","Heat Pump","Springfield Middle School","2TWA0042A4000AB","6021MA73F","Trane","Grounds","ODHP-A12"]
[{"v":4055,"d":"4,055"},"SMS_C113_HTP","Heat Pump","Springfield Middle School","2TWA0030A4000AB","5043R664F","Trane","Grounds","ODHP-A6"]
[{"v":4056,"d":"4,056"},"SMS_C115_HTP","Heat Pump","Springfield Middle School","2TWA0030A4000AB","50324W44F","Trane","Grounds","ODHP-A7"]
[{"v":4057,"d":"4,057"},"SMS_C116_HTP","Heat Pump","Springfield Middle School","2TWA0036A4000AB","538441P4F","Trane","Grounds","ODHP-A11"]
[{"v":4058,"d":"4,058"},"SMS_C117_HTP","Heat Pump","Springfield Middle School","2TWA0030A4000AB","44640NG4F","Trane","Grounds","ODHP-A8"]
[{"v":4059,"d":"4,059"},"SMS_C118_HTP","Heat Pump","Springfield Middle School","2TWA0036A4000AB","5364XUH4F","Trane","Grounds","ODHP-A10"]
[{"v":4060,"d":"4,060"},"SMS_C119_HTP","Heat Pump","Springfield Middle School","2TWA0030A4000AB","4464L764F","Trane","Grounds","ODHP-A9"]
[{"v":4062,"d":"4,062"},"SMS_C99_HTP","Heat Pump","Springfield Middle School","2TWA0030A4000AB","4111NRY4F","Trane","Grounds","ODHP-A1"]
[{"v":4067,"d":"4,067"},"SMS_D-WORKROOM_HTP","Heat Pump","Springfield Middle School","2TWA0030A4000AB","40332W64F","Trane","Grounds","ODHP-C14"]
[{"v":4083,"d":"4,083"},"SMS_D100_HTP","Heat Pump","Springfield Middle School","2TWA0030A4000AB","44640RB4F","Trane","Grounds","ODHP-C1"]
[{"v":4084,"d":"4,084"},"SMS_D104_HTP","Heat Pump","Springfield Middle School","2TWA0036A4000AB","5352RE64F","Trane","Grounds","ODHP-C2"]
[{"v":4085,"d":"4,085"},"SMS_D105_HTP","Heat Pump","Springfield Middle School","2TWA0042A4000AB","6021MDJ3F","Trane","Grounds","ODHP-C13"]
[{"v":4086,"d":"4,086"},"SMS_D106_HTP","Heat Pump","Springfield Middle School","2TWA0042A4000AB","6021MD93F","Trane","Grounds","ODHP-C3"]
[{"v":4087,"d":"4,087"},"SMS_D107_HTP","Heat Pump","Springfield Middle School","2TWA0042A4000AB","6021ME33F","Trane","Grounds","ODHP-C12"]
[{"v":4088,"d":"4,088"},"SMS_D109_HTP","Heat Pump","Springfield Middle School","2TWA0042A4000AB","6021MME3F","Trane","Grounds","ODHP-C11"]
[{"v":4089,"d":"4,089"},"SMS_D110_HTP","Heat Pump","Springfield Middle School","2TWA0036A4000AB","5364XWD4F","Trane","Grounds","ODHP-C4"]
[{"v":4090,"d":"4,090"},"SMS_D111_HTP","Heat Pump","Springfield Middle School","2TWA0036A4000AB","53844XJ4F","Trane","Grounds","ODHP-C10"]
[{"v":4091,"d":"4,091"},"SMS_D113_HTP","Heat Pump","Springfield Middle School","2TWA0036A4000AB","53433J94F","Trane","Grounds","ODHP-C9"]
[{"v":4092,"d":"4,092"},"SMS_D114_HTP","Heat Pump","Springfield Middle School","2TWA0048A4000AB","60427UN3F","Trane","Grounds","ODHP-C5"]
[{"v":4093,"d":"4,093"},"SMS_D115_HTP","Heat Pump","Springfield Middle School","2TWA0030A4000AB","5352RFF4F","Trane","Grounds","ODHP-C8"]
[{"v":4094,"d":"4,094"},"SMS_D116_HTP","Heat Pump","Springfield Middle School","2TWA0030A4000AB","4464L594F","Trane","Grounds","ODHP-C6"]
[{"v":4095,"d":"4,095"},"SMS_D117_HTP","Heat Pump","Springfield Middle School","2TWA0030A4000AB","5364YCE4F","Trane","Grounds","ODHP-C7"]
[{"v":4096,"d":"4,096"},"SMS_D99_HTP","Heat Pump","Springfield Middle School","2TWA0048A4000AB","60427J53F","Trane","Grounds","ODHP-F2"]
[{"v":4115,"d":"4,115"},"SMS_E100_HTP","Heat Pump","Springfield Middle School","2TWA0048A4000AB","60427JT3F","Trane","Grounds","ODHP-E4"]
[{"v":4116,"d":"4,116"},"SMS_E101_HTP","Heat Pump","Springfield Middle School","2TWA0042A4000AB","53512BL4F","Trane","Grounds","ODHP-E7"]
[{"v":4117,"d":"4,117"},"SMS_E104_HTP","Heat Pump","Springfield Middle School","2TWA0042A4000AB","43235T44F","Trane","Grounds","ODHP-E5"]
[{"v":4118,"d":"4,118"},"SMS_E106_HTP","Heat Pump","Springfield Middle School","2TWA0036A4000AB","537142X4F","Trane","Grounds","ODHP-F6"]
[{"v":4119,"d":"4,119"},"SMS_E107_HTP","Heat Pump","Springfield Middle School","2TWA0042A4000AB","56021MER3F","Trane","Grounds","ODHP-F1"]
[{"v":4121,"d":"4,121"},"SMS_E111_HTP","Heat Pump","Springfield Middle School",null,null,"Trane","Grounds","ODHP-F2"]
[{"v":4123,"d":"4,123"},"SMS_E112_HTP","Heat Pump","Springfield Middle School","2TWA0036A4000AB","553433KU4F","Trane","Grounds","ODHP-F5"]
[{"v":3501,"d":"3,501"},"SMS_G_Gym_SFG1G2_HET_G1G2","Heater","Springfield Middle School",{"$nulls":3},"Gym"]
[{"v":3483,"d":"3,483"},"SMS_F_Cafeteria_PAC_F1","Package Unit","Springfield Middle School",null,null,"Trane","F Cafeteria"]
[{"v":3484,"d":"3,484"},"SMS_F_DishwasherArea_PAC_F2","Package Unit","Springfield Middle School",null,null,"Trane","F Dishwasher Area"]
[{"v":3485,"d":"3,485"},"SMS_F_KitchenArea_PAC_F1","Package Unit","Springfield Middle School",null,null,"Trane","Kitchen Area"]
[{"v":3499,"d":"3,499"},"SMS_G_CoachesOffice_PAC_G5","Package Unit","Springfield Middle School",null,null,"Trane","G Coaches Office"]
[{"v":3502,"d":"3,502"},"SMS_G_Gym_Stage_PAC_G4","Package Unit","Springfield Middle School",null,null,"Trane","Gym Stage"]
[{"v":3503,"d":"3,503"},"SMS_G_GymLeft_PAC_G1","Package Unit","Springfield Middle School",null,null,"Trane","Gym Left"]
[{"v":3504,"d":"3,504"},"SMS_G_GymLobby_PAC_G1","Package Unit","Springfield Middle School",null,null,"Trane","Gym Lobby"]
[{"v":3505,"d":"3,505"},"SMS_G_GymRight_PAC_G2","Package Unit","Springfield Middle School",null,null,"Trane","Gym Right"]
[{"v":3507,"d":"3,507"},"SMS_G_PEClass_PAC_G3","Package Unit","Springfield Middle School",null,null,"Trane","PE Class"]
[{"v":3508,"d":"3,508"},"SMS_G_TheaterArts_PAC_G2","Package Unit","Springfield Middle School"]
[{"v":3509,"d":"3,509"},"SMS_G_TheatreArts_PAC_G2","Package Unit","Springfield Middle School",null,null,"Trane","G Theatre Arts"]
[{"v":2621,"d":"2,621"},"E_111_IDHP_F2","Trane Split System E_111_IDHP_","Springfield Middle School",null,null,"Trane","E111"]
[{"v":2622,"d":"2,622"},"E_112_IDHP_F5","Trane Split System E_112_IDHP_F5","Springfield Middle School",null,null,"Trane","E112"]
[{"v":3573,"d":"3,573"},"SMS_UHT_1","Unit Heater","Springfield Middle School",null,null,"Trane"]
[{"v":3574,"d":"3,574"},"SMS_UHT_2","Unit Heater","Springfield Middle School",null,null,"Trane"]
[{"v":3575,"d":"3,575"},"SMS_UHT_3","Unit Heater","Springfield Middle School"]
[{"v":4209,"d":"4,209"},"SCES_AHU_005","Air Handling Unit","Sugar Creek Elementary School","MC43B3XA1A","AOF8949237","Unitary Products Group","D wing hallway","1DHP"]
[{"v":4213,"d":"4,213"},"SCES_B102_AHU","Air Handling Unit","Sugar Creek Elementary School","MA12BN41A","A0B7429829","Unitary Products Group","B Wing","IDHPC2"]
[{"v":4215,"d":"4,215"},"SCES_B105_AHU","Air Handling Unit","Sugar Creek Elementary School","MA12BN41A","A0B7429867","Unitary Products Group","B Wing","IDHPC1"]
[{"v":4217,"d":"4,217"},"SCES_B107_AHU","Air Handling Unit","Sugar Creek Elementary School","MA12BN41A","A0B7429868","Unitary Products Group","B Wing","IDHPC3"]
[{"v":4219,"d":"4,219"},"SCES_B108_AHU","Air Handling Unit","Sugar Creek Elementary School","MA12BN41A","A0B7429923","Unitary Products Group","B Wing","IDHPC4"]
[{"v":4221,"d":"4,221"},"SCES_B109_AHU","Air Handling Unit","Sugar Creek Elementary School","MA12BN41A","A0B7429800","York"]
[{"v":4223,"d":"4,223"},"SCES_B110_AHU","Air Handling Unit","Sugar Creek Elementary School","MA12BN41A",null,"Unitary Products Group","B Wing","IDHPC6"]
[{"v":4225,"d":"4,225"},"SCES_B111_AHU","Air Handling Unit","Sugar Creek Elementary School","MA12BN41A","AOB7429866","Unitary Products Group","B Wing","IDHP8"]
[{"v":4227,"d":"4,227"},"SCES_B112_AHU","Air Handling Unit","Sugar Creek Elementary School","MAB12BN41A"," A0B7429920","York"]
[{"v":4229,"d":"4,229"},"SCES_B113_AHU","Air Handling Unit","Sugar Creek Elementary School","MA12BN41A","AO87429922","Unitary Products Group","B Wing","1DHPC9"]
[{"v":4231,"d":"4,231"},"SCES_B114_AHU","Air Handling Unit","Sugar Creek Elementary School","MA12BN41A","AO874293","Unitary Products Group","B Wing","1DHPC10"]
[{"v":4233,"d":"4,233"},"SCES_B115_AHU","Air Handling Unit","Sugar Creek Elementary School","MC43B3XH1A","AOE8893349","Unitary Products Group","B Wing","1DHPC11"]
[{"v":4235,"d":"4,235"},"SCES_B116_AHU","Air Handling Unit","Sugar Creek Elementary School","MC43B3XH1A","AOE8893350","Unitary Products Group","B Wing","1DHPC12"]
[{"v":4236,"d":"4,236"},"SCES_B116_HTP","Air Handling Unit","Sugar Creek Elementary School","THGD36S44S1A","WOG8133230","Unitary Products Group",null,"ODHP-C12"]
[{"v":4237,"d":"4,237"},"SCES_B117_AHU","Air Handling Unit","Sugar Creek Elementary School","MC3B3XH1A","AOE8893343","Unitary Products Group","B Wing","1DHPC13"]
[{"v":4239,"d":"4,239"},"SCES_B118_AHU","Air Handling Unit","Sugar Creek Elementary School","MA12BN41A","AOB7429905","Unitary Products Group","B Wing","1DHPC14"]
[{"v":4241,"d":"4,241"},"SCES_B119_AHU","Air Handling Unit","Sugar Creek Elementary School","MA12BN41A","AOB7429831","Unitary Products Group","B Wing","1DHP-C15"]
[{"v":4243,"d":"4,243"},"SCES_B120_AHU","Air Handling Unit","Sugar Creek Elementary School","MAB12BN41A","A02743900","York"]
[{"v":4245,"d":"4,245"},"SCES_B121_AHU","Air Handling Unit","Sugar Creek Elementary School","MA12BN41A","A087429914","Unitary Products Group","B Wing","1DHPC17"]
[{"v":4247,"d":"4,247"},"SCES_B122_AHU","Air Handling Unit","Sugar Creek Elementary School","MA12BN41A","A087429901","Unitary Products Group","B Wing","1DHPC18"]
[{"v":4249,"d":"4,249"},"SCES_B123_AHU","Air Handling Unit","Sugar Creek Elementary School","MAB12BN41A","A027429904","York"]
[{"v":4251,"d":"4,251"},"SCES_B124_AHU","Air Handling Unit","Sugar Creek Elementary School","MC43B3XH1A","AOE8893347","Unitary Products Group","B Wing","1DHPC20"]
[{"v":4258,"d":"4,258"},"SCES_C103_AHU","Air Handling Unit","Sugar Creek Elementary School","MC43B3XH1A","A0F8949234","Unitary Products Group","CWing","1DHPD2"]
[{"v":4260,"d":"4,260"},"SCES_C104_AHU","Air Handling Unit","Sugar Creek Elementary School","MC43B3XH1A","A0F89499235","Unitary Products Group","CWing","1DHPD1"]
[{"v":4262,"d":"4,262"},"SCES_C105_AHU","Air Handling Unit","Sugar Creek Elementary School","MA12BN41A","A0B7429823","Unitary Products Group","CWing","1DHPD4"]
[{"v":4264,"d":"4,264"},"SCES_C106_AHU","Air Handling Unit","Sugar Creek Elementary School","MA12BN41A","A0B7429843","Unitary Products Group","CWing","1DHPD3"]
[{"v":4266,"d":"4,266"},"SCES_C107_AHU","Air Handling Unit","Sugar Creek Elementary School","MA12BN41A","A087429842","Unitary Products Group","CWing","1DHPD6"]
[{"v":4268,"d":"4,268"},"SCES_C108_AHU","Air Handling Unit","Sugar Creek Elementary School","MA12BN41A","A0F8949181","Unitary Products Group","CWing","1DHPD5"]
[{"v":4270,"d":"4,270"},"SCES_C109_AHU","Air Handling Unit","Sugar Creek Elementary School","MA12BN41A",null,"Unitary Products Group","CWing","1DHPD8"]
[{"v":4272,"d":"4,272"},"SCES_C110_AHU","Air Handling Unit","Sugar Creek Elementary School","MA12BN41A","A087429842","Unitary Products Group","CWing","1DHPD7"]
[{"v":4274,"d":"4,274"},"SCES_C111_AHU","Air Handling Unit","Sugar Creek Elementary School","MAB12BN41A","A087429792","York"]
[{"v":4276,"d":"4,276"},"SCES_C112_AHU","Air Handling Unit","Sugar Creek Elementary School","MA12BN41A",null,"Unitary Products Group","CWing","1DHPD19"]
[{"v":4278,"d":"4,278"},"SCES_C113_AHU","Air Handling Unit","Sugar Creek Elementary School","MA12BN41A",null,"Unitary Products Group","CWing","1DHPD12"]
[{"v":4280,"d":"4,280"},"SCES_C114_AHU","Air Handling Unit","Sugar Creek Elementary School","MAB12BN41A","A0F8949242","York"]
[{"v":4282,"d":"4,282"},"SCES_C115_AHU","Air Handling Unit","Sugar Creek Elementary School","MA12BN41A","A0B7429840","Unitary Products Group","CWing","1DHPD14"]
[{"v":4284,"d":"4,284"},"SCES_C116_AHU","Air Handling Unit","Sugar Creek Elementary School","MA12BN41A","A0B7429045","Unitary Products Group","CWing","1DHPD13"]
[{"v":4286,"d":"4,286"},"SCES_C117_AHU","Air Handling Unit","Sugar Creek Elementary School","MA12BN41A","A0B7429916","Unitary Products Group","CWing","IDHPD16"]
[{"v":4288,"d":"4,288"},"SCES_C118_AHU","Air Handling Unit","Sugar Creek Elementary School","MA12BN41A","A0B7429793","Unitary Products Group","CWing","IDHPD15"]
[{"v":4295,"d":"4,295"},"SCES_D104_AHU","Air Handling Unit","Sugar Creek Elementary School","MA16CN41A","AOA7361430","Unitary Products Group","D107","1DHP-15"]
[{"v":4297,"d":"4,297"},"SCES_D105_AHU","Air Handling Unit","Sugar Creek Elementary School","MC48C3XH1A","A0K9247516","York"]
[{"v":4299,"d":"4,299"},"SCES_D107_AHU","Air Handling Unit","Sugar Creek Elementary School","MA16CN41A","AOA7361430","Unitary Products Group","D107","10HPE16"]
[{"v":4300,"d":"4,300"},"SCES_D107_HTP","Air Handling Unit","Sugar Creek Elementary School","THGD36S44S1A","WOG8133270","Unitary Products Group",null,"ODHP-E16"]
[{"v":4301,"d":"4,301"},"SCES_D108_AHU","Air Handling Unit","Sugar Creek Elementary School","MC43B3XH1A","AOF8971056","Unitary Products Group","D wing hallway","1DHPE13"]
[{"v":4303,"d":"4,303"},"SCES_D109_AHU","Air Handling Unit","Sugar Creek Elementary School","MC43B3XA1A","AOF8949237","Unitary Products Group","D wing hallway","1DHPE14"]
[{"v":4305,"d":"4,305"},"SCES_D110_AHU","Air Handling Unit","Sugar Creek Elementary School","MA12BN41A","A0B7429913","York"]
[{"v":4307,"d":"4,307"},"SCES_D112_AHU","Air Handling Unit","Sugar Creek Elementary School","MA12BN41A","AOB7429817","Unitary Products Group","D Wing","1DHPE4"]
[{"v":4309,"d":"4,309"},"SCES_D113_AHU","Air Handling Unit","Sugar Creek Elementary School","MA12BN41A","AOB7423910","Unitary Products Group","D Wing","1DHPE3"]
[{"v":4311,"d":"4,311"},"SCES_D114_AHU","Air Handling Unit","Sugar Creek Elementary School","MA12BN41A","AOB7429799","Unitary Products Group","D Wing","1DHPE6"]
[{"v":4313,"d":"4,313"},"SCES_D115_AHU","Air Handling Unit","Sugar Creek Elementary School","MC43B3XH1A","A0F8949236","York"]
[{"v":4315,"d":"4,315"},"SCES_D116_AHU","Air Handling Unit","Sugar Creek Elementary School","MC43B3XH1A","AOF8937693","Unitary Products Group","D Wing","1DHPE8"]
[{"v":4317,"d":"4,317"},"SCES_D117_AHU","Air Handling Unit","Sugar Creek Elementary School","MA12BN41A","AOB7429806","Unitary Products Group","D Wing","1DHPE5"]
[{"v":4319,"d":"4,319"},"SCES_D118_AHU","Air Handling Unit","Sugar Creek Elementary School","MA12BN41A","A0B7429912","Unitary Products Group","D Wing","1DHPE10"]
[{"v":4321,"d":"4,321"},"SCES_D119_AHU","Air Handling Unit","Sugar Creek Elementary School","MA12BN41A","AOB7429803","Unitary Products Group","D Wing","1DHPE7"]
[{"v":4323,"d":"4,323"},"SCES_D120_AHU","Air Handling Unit","Sugar Creek Elementary School","MC43B3XH1A","AOF8949304","Unitary Products Group","D Wing","1DHPE12"]
[{"v":4325,"d":"4,325"},"SCES_D121_AHU","Air Handling Unit","Sugar Creek Elementary School","MA12BN41A","A0B7429818","Unitary Products Group","D Wing","1DHPE9"]
[{"v":4326,"d":"4,326"},"SCES_D121_HTP","Air Handling Unit","Sugar Creek Elementary School","THGD36S44S1A","WOG8133249","Unitary Products Group",null,"ODHP-E9"]
[{"v":4327,"d":"4,327"},"SCES_D122_AHU","Air Handling Unit","Sugar Creek Elementary School","MC43B3XH1A","AOE8893301","Unitary Products Group","D Wing","1DHPC19"]
[{"v":4329,"d":"4,329"},"SCES_D123_AHU","Air Handling Unit","Sugar Creek Elementary School","MA12BN41A","A0B7429802","Unitary Products Group","D Wing","1DHPE11"]
[{"v":4212,"d":"4,212"},"SCES_B-WING_ERU","Energy Recovery Unit","Sugar Creek Elementary School","ERV-522H-3C-D-ES","11409107","Greenheck","Roof","ERV-1"]
[{"v":4256,"d":"4,256"},"SCES_C-WING_ERU","Energy Recovery Unit","Sugar Creek Elementary School","ERV-522H-30-D-ES","11409118","Greenheck","Roof","ERV-3"]
[{"v":4293,"d":"4,293"},"SCES_D-WING_ERU","Energy Recovery Unit","Sugar Creek Elementary School","ERV-522S-15-D-ES","11409118","Greenheck","Roof","ERV-2"]
[{"v":4359,"d":"4,359"},"SCES_FCU_001","Fan Coil Unit","Sugar Creek Elementary School","PKA-A18GA",null,"Mitsubishi","CWing"]
[{"v":4360,"d":"4,360"},"SCES_FCU_002","Fan Coil Unit","Sugar Creek Elementary School","PKA-A18GA",null,"Mitsubishi","A Wing","IDAC-B1"]
[{"v":4361,"d":"4,361"},"SCES_FCU_003","Fan Coil Unit","Sugar Creek Elementary School","PKA-A12GA",null,"Mitsubishi","A206A Data Room","IDAC-A1"]
[{"v":4214,"d":"4,214"},"SCES_B102_HTP","Heat Pump","Sugar Creek Elementary School","THGD36S44S1A","WOG8133227","York","Outside","R410A"]
[{"v":4216,"d":"4,216"},"SCES_B105_HTP","Heat Pump","Sugar Creek Elementary School","THGD36S44S1A","W0G8133265","York","Outside","R410-A"]
[{"v":4218,"d":"4,218"},"SCES_B107_HTP","Heat Pump","Sugar Creek Elementary School","THGD36S44S1A","W0G8133258","York","Outside","R410-A"]
[{"v":4220,"d":"4,220"},"SCES_B108_HTP","Heat Pump","Sugar Creek Elementary School","THGD36S44S1A","WOG8133251","York","Outside","R410A"]
[{"v":4222,"d":"4,222"},"SCES_B109_HTP","Heat Pump","Sugar Creek Elementary School","THGD36S44S1A","W0G8133264","York","Outside","R410-A"]
[{"v":4224,"d":"4,224"},"SCES_B110_HTP","Heat Pump","Sugar Creek Elementary School","THGD36S44S1A","WOG8133235","York","Outside","R410A"]
[{"v":4226,"d":"4,226"},"SCES_B111_HTP","Heat Pump","Sugar Creek Elementary School","THGD36S44S1A","W0G8133259","York","Outside","R410-A"]
[{"v":4228,"d":"4,228"},"SCES_B112_HTP","Heat Pump","Sugar Creek Elementary School","THGD36S44S1A","WOG8048502","York","Outside","R410A"]
[{"v":4230,"d":"4,230"},"SCES_B113_HTP","Heat Pump","Sugar Creek Elementary School","THGD36S44S1A","W0G8133230","York","Outside","R410-A"]
[{"v":4232,"d":"4,232"},"SCES_B114_HTP","Heat Pump","Sugar Creek Elementary School","THGD36S44S1A","WOG8133252","York","Outside","R410A"]
[{"v":4234,"d":"4,234"},"SCES_B115_HTP","Heat Pump","Sugar Creek Elementary School","THGD36S44S1A","W0G8133256","York","Outside","R410-A"]
[{"v":4238,"d":"4,238"},"SCES_B117_HTP","Heat Pump","Sugar Creek Elementary School","THGD36S44S1A","W0G8133257","York","Outside","R410-A"]
[{"v":4240,"d":"4,240"},"SCES_B118_HTP","Heat Pump","Sugar Creek Elementary School","THGD36S44S1A","W0G8133236","York","Outside","R410-A"]
[{"v":4242,"d":"4,242"},"SCES_B119_HTP","Heat Pump","Sugar Creek Elementary School","THGD36S44S1A","W0G8133245","York","Outside","R410-A"]
[{"v":4244,"d":"4,244"},"SCES_B120_HTP","Heat Pump","Sugar Creek Elementary School","THGD36S44S1A","W0G8133263","York","Outside","R410-A"]
[{"v":4246,"d":"4,246"},"SCES_B121_HTP","Heat Pump","Sugar Creek Elementary School","THGD36S44S1A","W0G8133231","York","Outside","R410-A"]
[{"v":4248,"d":"4,248"},"SCES_B122_HTP","Heat Pump","Sugar Creek Elementary School","THGD36S44S1A","W0G8048501","York","Outside","R410-A"]
[{"v":4250,"d":"4,250"},"SCES_B123_HTP","Heat Pump","Sugar Creek Elementary School","THGD36S44S1A","W0G8133248","York","Outside","R410-A"]
[{"v":4252,"d":"4,252"},"SCES_B124_HTP","Heat Pump","Sugar Creek Elementary School","THGD36S44S1A","W0G8133241","York","Outside","R410-A"]
[{"v":4259,"d":"4,259"},"SCES_C103_HTP","Heat Pump","Sugar Creek Elementary School","THGD36S44S1A","W0G8133255","York","Outside","R410A"]
[{"v":4261,"d":"4,261"},"SCES_C104_HTP","Heat Pump","Sugar Creek Elementary School","THGD30S44S1A","W0G8048503","York","Outside","R410-A"]
[{"v":4263,"d":"4,263"},"SCES_C105_HTP","Heat Pump","Sugar Creek Elementary School","THGD36S44S1A","W0G8133240","York","Outside","R410A"]
[{"v":4265,"d":"4,265"},"SCES_C106_HTP","Heat Pump","Sugar Creek Elementary School","THGD366S44S1A","W0G8133262","York","Outside","R410-A"]
[{"v":4267,"d":"4,267"},"SCES_C107_HTP","Heat Pump","Sugar Creek Elementary School","THGD36S44S1A","W0G8133267","York","Outside","R410A"]
[{"v":4269,"d":"4,269"},"SCES_C108_HTP","Heat Pump","Sugar Creek Elementary School","THGD366S44S1A","W0G8133246","York","Outside","R410-A"]
[{"v":4271,"d":"4,271"},"SCES_C109_HTP","Heat Pump","Sugar Creek Elementary School","THGD36S44S1A","W0G8133261","York","Outside","R410A"]
[{"v":4273,"d":"4,273"},"SCES_C110_HTP","Heat Pump","Sugar Creek Elementary School","THGD366S44S1A","W0G8133232","York","Outside","R410-A"]
[{"v":4275,"d":"4,275"},"SCES_C111_HTP","Heat Pump","Sugar Creek Elementary School","THGD36S44S1A","W0G8133234","York","Outside","R410A"]
[{"v":4277,"d":"4,277"},"SCES_C112_HTP","Heat Pump","Sugar Creek Elementary School","THGD366S44S1A","W0G8133226","York","Outside","R410-A"]
[{"v":4279,"d":"4,279"},"SCES_C113_HTP","Heat Pump","Sugar Creek Elementary School","THGD36S44S1A","W0G8133242","York","Outside","R410A"]
[{"v":4281,"d":"4,281"},"SCES_C114_HTP","Heat Pump","Sugar Creek Elementary School","THGD366S44S1A","W0G8133237","York","Outside","R410-A"]
[{"v":4283,"d":"4,283"},"SCES_C115_HTP","Heat Pump","Sugar Creek Elementary School","THGD366S44S1A","W0G8133238","York","Outside","R410-A"]
[{"v":4285,"d":"4,285"},"SCES_C116_HTP","Heat Pump","Sugar Creek Elementary School","THGD366S44S1A","W0G8133229","York","Outside","R410-A"]
[{"v":4287,"d":"4,287"},"SCES_C117_HTP","Heat Pump","Sugar Creek Elementary School","THGD366S44S1A","W0G8133233","York","Outside","R410-A"]
[{"v":4289,"d":"4,289"},"SCES_C118_HTP","Heat Pump","Sugar Creek Elementary School","THGD366S44S1A","W0G8133266","York","Outside","R410-A"]
[{"v":4296,"d":"4,296"},"SCES_D104_HTP","Heat Pump","Sugar Creek Elementary School","THGD36S44S1A","W0G8133243","York","Outside","R410A"]
[{"v":4298,"d":"4,298"},"SCES_D105_HTP","Heat Pump","Sugar Creek Elementary School","THGD36S44S1A","W0G8133270","York","Outside"]
[{"v":4302,"d":"4,302"},"SCES_D108_HTP","Heat Pump","Sugar Creek Elementary School","THGD36S44S1A","W0G8054563","York","Outside","R410A"]
[{"v":4304,"d":"4,304"},"SCES_D109_HTP","Heat Pump","Sugar Creek Elementary School","THGD42S44S1A","WOG8054562","York","Outside"]
[{"v":4306,"d":"4,306"},"SCES_D110_HTP","Heat Pump","Sugar Creek Elementary School","THGD36S44S1A","W0G8133260","York","Outside","R410A"]
[{"v":4308,"d":"4,308"},"SCES_D112_HTP","Heat Pump","Sugar Creek Elementary School","THGD36S44S1A","W0G8133224","York","Outside","R410A"]
[{"v":4310,"d":"4,310"},"SCES_D113_HTP","Heat Pump","Sugar Creek Elementary School","THGD36S44S1A","WOG8133223","York","Outside"]
[{"v":4312,"d":"4,312"},"SCES_D114_HTP","Heat Pump","Sugar Creek Elementary School","THGD36S44S1A","W0G8133254","York","Outside","R410A"]
[{"v":4314,"d":"4,314"},"SCES_D115_HTP","Heat Pump","Sugar Creek Elementary School","THGD36S44S1A","WOG8133239","York","Outside"]
[{"v":4316,"d":"4,316"},"SCES_D116_HTP","Heat Pump","Sugar Creek Elementary School","THGD36S44S1A","WOG8054559","York","Outside","R410A"]
[{"v":4318,"d":"4,318"},"SCES_D117_HTP","Heat Pump","Sugar Creek Elementary School","THGD36S44S1A","WOG8133247","York","Outside"]
[{"v":4320,"d":"4,320"},"SCES_D118_HTP","Heat Pump","Sugar Creek Elementary School","THGD36S44S1A","WOG8133253","York","Outside","R410A"]
[{"v":4322,"d":"4,322"},"SCES_D119_HTP","Heat Pump","Sugar Creek Elementary School","THGD36S44S1A","WOG8133269","York","Outside","R410A"]
[{"v":4324,"d":"4,324"},"SCES_D120_HTP","Heat Pump","Sugar Creek Elementary School","THGD36S44S1A","WOG8133234","York","Outside","R410A"]
[{"v":4328,"d":"4,328"},"SCES_D122_HTP","Heat Pump","Sugar Creek Elementary School","THGD36S44S1A","WOG8133249","York","Outside","R410A"]
[{"v":4330,"d":"4,330"},"SCES_D123_HTP","Heat Pump","Sugar Creek Elementary School","THGD36S44S1A","WOG8133225","York","Outside","R410A"]
[{"v":4200,"d":"4,200"},"SCES_A-WING_RTU","Rooftop Package AC Unit","Sugar Creek Elementary School","BP180E36C4TZZ10001D","NOH8166893","York","Roof","SPHP-A6"]
[{"v":4201,"d":"4,201"},"SCES_A100_RTU","Rooftop Package AC Unit","Sugar Creek Elementary School","BPO48E15N4TZZ10001B","NOH8172207","York","Roof","SPHP-B5"]
[{"v":4202,"d":"4,202"},"SCES_A102MC-1_RTU","Rooftop Package AC Unit","Sugar Creek Elementary School","BP120E24S4TZZ30001C","NOH8171783","York","Roof","SPHP-B6"]
[{"v":4203,"d":"4,203"},"SCES_A102MC-2_RTU","Rooftop Package AC Unit","Sugar Creek Elementary School","BP180E36C4TZZ10001D","NOH8166893","York","Roof"]
[{"v":4204,"d":"4,204"},"SCES_A105_RTU","Rooftop Package AC Unit","Sugar Creek Elementary School","BP060E20N4TZZ10001B","NOH8170482","York","Roof","SPHP-B1"]
[{"v":4205,"d":"4,205"},"SCES_A106_RTU","Rooftop Package AC Unit","Sugar Creek Elementary School","BP060E20N4TZZ10001B","NOH8170611","York","Roof","SPHP-B2"]
[{"v":4206,"d":"4,206"},"SCES_A116_RTU","Rooftop Package AC Unit","Sugar Creek Elementary School","BP072E20N4TZZ10001C","NOH8170653","York","Roof","SPHP-B3"]
[{"v":4257,"d":"4,257"},"SCES_C101_RTU","Rooftop Package AC Unit","Sugar Creek Elementary School","BP048E15N4TZZ10001B","NOH8172206","York","Roof"]
[{"v":4290,"d":"4,290"},"SCES_CAFEN_RTU","Rooftop Package AC Unit","Sugar Creek Elementary School","NOH8171782","BP120E24S4TZZ30001C","York","Cafeteria Roof","SPHP-A5"]
[{"v":4291,"d":"4,291"},"SCES_CAFES_RTU","Rooftop Package AC Unit","Sugar Creek Elementary School","BP120E24C4TZZ30001C","NOH8171786","York","Cafeteria Roof","SPHP-A4"]
[{"v":4292,"d":"4,292"},"SCES_CORRIDOR_RTU","Rooftop Package AC Unit","Sugar Creek Elementary School","BP060E15N4TZZ10001B","NOH8170481","York","Roof","SPHP-B9"]
[{"v":4294,"d":"4,294"},"SCES_D100_RTU","Rooftop Package AC Unit","Sugar Creek Elementary School","BPO48E15N4TZZ10001B","NOH8172206","York","Roof","SPHP-B4"]
[{"v":4378,"d":"4,378"},"SCES_GYM_RTU","Rooftop Package AC Unit","Sugar Creek Elementary School","BP240E36A4TZZ10001B","NOH8166894","York","Roof","SPHP-A3"]
[{"v":4381,"d":"4,381"},"SCES_KITCHEN_RTU","Rooftop Package AC Unit","Sugar Creek Elementary School","BP090E09N4TZZ40002A","NOH8168234","York","Cafeteria Roof","SPHP-A1"]
[{"v":4404,"d":"4,404"},"SCES_STAGE_RTU","Rooftop Package AC Unit","Sugar Creek Elementary School","NOH8170480","BP060E15N4TZZ10001B","York","Cafeteria Roof","SPHP-A2"]
[{"v":4398,"d":"4,398"},"SCES_SSY_001","Split System","Sugar Creek Elementary School","PUY-A18BNHA","66U00874C","Mitsubishi","Roof","ODAC-B2"]
[{"v":4399,"d":"4,399"},"SCES_SSY_002","Split System","Sugar Creek Elementary School","PUY-A30NHA2","86U00332C","Mitsubishi","Roof","ODAC-B2"]
[{"v":4400,"d":"4,400"},"SCES_SSY_003","Split System","Sugar Creek Elementary School","PUY-A12NHA2","85U005220","Mitsubishi","Cafeteria Roof","ODAC-A1"]
[{"v":4401,"d":"4,401"},"SCES_SSY_004","Split System","Sugar Creek Elementary School",null,"PUY-A12NHA2","Mitsubishi","Outside","ODAB-E1"]
[{"v":4402,"d":"4,402"},"SCES_SSY_005","Split System","Sugar Creek Elementary School","PUY-A12NHA2",null,"Mitsubishi","Outside","ODAC-D1"]
[{"v":4403,"d":"4,403"},"SCES_SSY_006","Split System","Sugar Creek Elementary School","PUY-A12NHA2",null,"Mitsubishi","Outside"]
[{"v":3587,"d":"3,587"},"TCES_A100_AHU","Air Handling Unit","Tega Cay Elementary","MSZ GE24 NA","3000211T","Mitsubishi","A100A","Mshp 11"]
[{"v":3589,"d":"3,589"},"TCES_A109_AHU","Air Handling Unit","Tega Cay Elementary","GAM2A0B42S31SBA","13151UDH2V","Trane","Corridor","Hp 41\n"]
[{"v":3591,"d":"3,591"},"TCES_A117_AHU","Air Handling Unit","Tega Cay Elementary","GAF2A0A30S21SBA","131631G7AV","Trane","Corridor","Hp 16\n"]
[{"v":3593,"d":"3,593"},"TCES_A118_AHU","Air Handling Unit","Tega Cay Elementary","GAF2A0A30S21SBA","131630LKAV","Trane","Corridor","Hp 15\n"]
[{"v":3595,"d":"3,595"},"TCES_A119_AHU","Air Handling Unit","Tega Cay Elementary","GAF2A0A18S11SBA","13202LYWAV","Trane","A128A","Hp 17\n"]
[{"v":3603,"d":"3,603"},"TCES_A127_AHU","Air Handling Unit","Tega Cay Elementary","GAM2A0C60S51SAA","13132LC62V","Trane","A100","\nHp 40"]
[{"v":3605,"d":"3,605"},"TCES_A128E_AHU","Air Handling Unit","Tega Cay Elementary","GAM2A0B42S31SBA","13145R412V","Trane","A128","Hp 13\n"]
[{"v":3607,"d":"3,607"},"TCES_A128W_AHU","Air Handling Unit","Tega Cay Elementary","GAM2A0B42S31SBA","13145R412V","Trane","A128","Hp 13\n"]
[{"v":3609,"d":"3,609"},"TCES_A130_AHU","Air Handling Unit","Tega Cay Elementary","GAF2A0A24S21SBA","132716RAAB","Trane","A128A","Hp 12\n"]
[{"v":3615,"d":"3,615"},"TCES_A140N_AHU","Air Handling Unit","Tega Cay Elementary","GAM2A0C60S51SAA","1308386P2V","Trane","Media Center"]
[{"v":3617,"d":"3,617"},"TCES_A140S_AHU","Air Handling Unit","Tega Cay Elementary","GAM2A0C60S51SAA","130913DE2V","Trane","Media Center"]
[{"v":3619,"d":"3,619"},"TCES_A142_AHU","Air Handling Unit","Tega Cay Elementary",null,null,"Trane","A142","No access\nHp 2"]
[{"v":3621,"d":"3,621"},"TCES_A143_AHU","Air Handling Unit","Tega Cay Elementary","GAF2AGA24521SAA","13133PH6AV","Trane","A143"]
[{"v":3623,"d":"3,623"},"TCES_A146_AHU","Air Handling Unit","Tega Cay Elementary","GAM2A0B422S31SBA","13151UH32V","Trane","A146"]
[{"v":3630,"d":"3,630"},"TCES_B103_AHU","Air Handling Unit","Tega Cay Elementary","GAM2A0C42S31SBA","13145R412V","Trane"]
[{"v":3632,"d":"3,632"},"TCES_B104_AHU","Air Handling Unit","Tega Cay Elementary","GAM2A0B42S31SBA","13151U6B2B","Trane","B104","Hp 1\n"]
[{"v":3634,"d":"3,634"},"TCES_B105_AHU","Air Handling Unit","Tega Cay Elementary","GAM2A0B42S31SBA","13145R4J2V","Trane","B105","Hp 7\n"]
[{"v":3636,"d":"3,636"},"TCES_B106_AHU","Air Handling Unit","Tega Cay Elementary","GAM2A0B42S31SBA","13151UXP2V","Trane","B106","Hp 2"]
[{"v":3638,"d":"3,638"},"TCES_B107_AHU","Air Handling Unit","Tega Cay Elementary","GAM2A0B42S31SBA","13202LYXAV","Trane","B107","Hp"]
[{"v":3640,"d":"3,640"},"TCES_B108_AHU","Air Handling Unit","Tega Cay Elementary","GAM2A0B42S31SBA","13145P5T2V","Trane","B108","Hp 3"]
[{"v":3642,"d":"3,642"},"TCES_B109_AHU","Air Handling Unit","Tega Cay Elementary","GAM2A0B42S31SBA","13151WLTAV","Trane","B109","Hp 9"]
[{"v":3644,"d":"3,644"},"TCES_B110_AHU","Air Handling Unit","Tega Cay Elementary","GAM2A0B42S31SBA","1314365TAV","Trane","B113","Hp 4"]
[{"v":3646,"d":"3,646"},"TCES_B111_AHU","Air Handling Unit","Tega Cay Elementary","GAM2A0B42S31SBA","131436HXAV","Trane","B111","Hp 10"]
[{"v":3648,"d":"3,648"},"TCES_B112_AHU","Air Handling Unit","Tega Cay Elementary","GAM2A0B42S31SBA","13151ULK2V","Trane","B112","Hp 5"]
[{"v":3650,"d":"3,650"},"TCES_B113_AHU","Air Handling Unit","Tega Cay Elementary","GAM2A0B42S31SBA","1314SEN2V","Trane","B113","Hp 11"]
[{"v":3655,"d":"3,655"},"TCES_C100_AHU","Air Handling Unit","Tega Cay Elementary","GAF2A0A12AS11SAA","13114M5WAV","Trane","C100"]
[{"v":3657,"d":"3,657"},"TCES_C102_AHU","Air Handling Unit","Tega Cay Elementary","GAF2A0A30S21SAA","13115NM9AV","Trane","C102"]
[{"v":3659,"d":"3,659"},"TCES_C103_AHU","Air Handling Unit","Tega Cay Elementary","GAM2A0C60S51SAA","1307382P2B","Trane","C103"]
[{"v":3661,"d":"3,661"},"TCES_C104_AHU","Air Handling Unit","Tega Cay Elementary","GAF2A0A30S21SAA","13033L3DAV","Trane","C104"]
[{"v":3663,"d":"3,663"},"TCES_C105_AHU","Air Handling Unit","Tega Cay Elementary","GAF2A0A30S21SAA","1311168EAV","Trane","C105"]
[{"v":3665,"d":"3,665"},"TCES_C106_AHU","Air Handling Unit","Tega Cay Elementary","GAF2A0A30S21SAA","13094676AV","Trane","C106"]
[{"v":3667,"d":"3,667"},"TCES_C107_AHU","Air Handling Unit","Tega Cay Elementary","GAF2A0A30S21SAA","131117RFAV","Trane","C107"]
[{"v":3669,"d":"3,669"},"TCES_C108_AHU","Air Handling Unit","Tega Cay Elementary","GAF2A0A30S21SAA","13073UCFAV","Trane","C108"]
[{"v":3671,"d":"3,671"},"TCES_C109_AHU","Air Handling Unit","Tega Cay Elementary","GAF2A0A30S21SAA","13114JYUAV","Trane","C109"]
[{"v":3673,"d":"3,673"},"TCES_C110_AHU","Air Handling Unit","Tega Cay Elementary","GAF2A0A30S21SAA","13073UCFAV","Trane","C110"]
[{"v":3675,"d":"3,675"},"TCES_C111_AHU","Air Handling Unit","Tega Cay Elementary","GAF2A0A30S21SAA","130946RSAV","Trane","C111"]
[{"v":3677,"d":"3,677"},"TCES_C112_AHU","Air Handling Unit","Tega Cay Elementary","GAF2A0A30S21SAA","13024T0CAV","Trane","C112"]
[{"v":3678,"d":"3,678"},"TCES_C112_HTP","Air Handling Unit","Tega Cay Elementary","4TWA30304000CA","132316C04F","Trane",null,"HP-3"]
[{"v":3679,"d":"3,679"},"TCES_C113_AHU","Air Handling Unit","Tega Cay Elementary","GAF2A0A30S21SAA","13085PXJAV","Trane","C113"]
[{"v":3681,"d":"3,681"},"TCES_C114_AHU","Air Handling Unit","Tega Cay Elementary","GAF2A0A30S21SAA","1311174EAV","Trane","C114"]
[{"v":3683,"d":"3,683"},"TCES_C115A_AHU","Air Handling Unit","Tega Cay Elementary","GAF2A0A18S11SAA","13084YWTAV","Trane","C115A"]
[{"v":3685,"d":"3,685"},"TCES_C115B_AHU","Air Handling Unit","Tega Cay Elementary","GAF2A0A18S11SAA","130840UPAV","Trane","C115B"]
[{"v":3687,"d":"3,687"},"TCES_C116_AHU","Air Handling Unit","Tega Cay Elementary","GAF2A0A30S21SAA","1311175GAV","Trane","C116"]
[{"v":3690,"d":"3,690"},"TCES_C120_AHU","Air Handling Unit","Tega Cay Elementary","GAM2A0C60S51SAA","13132KUWUV","Trane","C120"]
[{"v":3692,"d":"3,692"},"TCES_C121A_AHU","Air Handling Unit","Tega Cay Elementary","GAF2A0A24S21SAA","13072NY4AV","Trane","C121A"]
[{"v":3694,"d":"3,694"},"TCES_C121B_AHU","Air Handling Unit","Tega Cay Elementary","GAF2A0A24S21SAA","13072N4CAV","Trane","C121B"]
[{"v":3696,"d":"3,696"},"TCES_C123_AHU","Air Handling Unit","Tega Cay Elementary",null,null,"Trane","A142","No access\nHp 2"]
[{"v":3698,"d":"3,698"},"TCES_C124_AHU","Air Handling Unit","Tega Cay Elementary","GAF2A0A18S11SAA","13064KK7AV","Trane","C124"]
[{"v":3700,"d":"3,700"},"TCES_C127_AHU","Air Handling Unit","Tega Cay Elementary","GAF2A0A30S21SAA","13114JYSAV","Trane","C127"]
[{"v":3702,"d":"3,702"},"TCES_C128A_AHU","Air Handling Unit","Tega Cay Elementary","GAF2A0A18S11SAA","13064KEXAV","Trane","C128A"]
[{"v":3703,"d":"3,703"},"TCES_C128A_HTP","Air Handling Unit","Tega Cay Elementary","4TWA3018D1000AA","13234L374F","Trane",null,"HP-1"]
[{"v":3704,"d":"3,704"},"TCES_C128B_AHU","Air Handling Unit","Tega Cay Elementary","GAF2A0A18S11SAA","13081U34AV","Trane","C128B"]
[{"v":3706,"d":"3,706"},"TCES_C130_AHU","Air Handling Unit","Tega Cay Elementary","GAF2A0A30S21SAA","13024R7EAV","Trane","C130"]
[{"v":3707,"d":"3,707"},"TCES_C130_HTP","Air Handling Unit","Tega Cay Elementary","4TWA3030A4000CA","132157FY4F","Trane",null,"HP-3"]
[{"v":3708,"d":"3,708"},"TCES_C131_AHU","Air Handling Unit","Tega Cay Elementary","GAF2A0A30S21SAA","131117REAV","Trane","C131"]
[{"v":3710,"d":"3,710"},"TCES_C132_AHU","Air Handling Unit","Tega Cay Elementary","GAF2A0A30S21SAA","13113AWHAV","Trane","C132"]
[{"v":3711,"d":"3,711"},"TCES_C132_HTP","Air Handling Unit","Tega Cay Elementary","4TWA3030A4000CA","132438HX4F","Trane",null,"HP-3"]
[{"v":3712,"d":"3,712"},"TCES_C133_AHU","Air Handling Unit","Tega Cay Elementary","GAF2A0A30S21SAA","13073419AV","Trane","C133"]
[{"v":3716,"d":"3,716"},"TCES_D200_AHU","Air Handling Unit","Tega Cay Elementary","GAF2A0A30S21SBA","13173P2EAV","Trane"]
[{"v":3718,"d":"3,718"},"TCES_D201_AHU","Air Handling Unit","Tega Cay Elementary","GAF2A0A30S21SBA","13192P6AAV","Trane","D201","Hp 3"]
[{"v":3720,"d":"3,720"},"TCES_D202_AHU","Air Handling Unit","Tega Cay Elementary","GAF2A0A30S21SBA","131921CKAV","Trane"]
[{"v":3722,"d":"3,722"},"TCES_D203_AHU","Air Handling Unit","Tega Cay Elementary","GAF2A0A30S21SBA","13163YMPAV","Trane"]
[{"v":3724,"d":"3,724"},"TCES_D204_AHU","Air Handling Unit","Tega Cay Elementary","GAF2A0A30S21SBA","132858GFAV","Trane"]
[{"v":3726,"d":"3,726"},"TCES_D205_AHU","Air Handling Unit","Tega Cay Elementary","GAF2A0A30S21SBA","131630GRAV","Trane","D205","Hp 3"]
[{"v":3728,"d":"3,728"},"TCES_D206_AHU","Air Handling Unit","Tega Cay Elementary","GAF2A0A30S21SBA","13182YYXAV","Trane","D206","Hp 3"]
[{"v":3730,"d":"3,730"},"TCES_D207_AHU","Air Handling Unit","Tega Cay Elementary","GAF2A0A30S21SBA","131631ARAV","Trane","D207","Hp 3"]
[{"v":3732,"d":"3,732"},"TCES_D208_AHU","Air Handling Unit","Tega Cay Elementary","GAF2A0A30S21SBA","131821H6AV","Trane","D208","Hp 3"]
[{"v":3734,"d":"3,734"},"TCES_D209_AHU","Air Handling Unit","Tega Cay Elementary","GAF2A0A30S21SBA","131632FKAV","Trane","D209","Hp 3"]
[{"v":3736,"d":"3,736"},"TCES_D210_AHU","Air Handling Unit","Tega Cay Elementary","GAF2A0A30S21SBA","13192R4FAV","Trane","D210","Hp 3"]
[{"v":3738,"d":"3,738"},"TCES_D211_AHU","Air Handling Unit","Tega Cay Elementary","GAF2A0A30S21SBA","131821E7AV","Trane","D211","Hp 3"]
[{"v":3740,"d":"3,740"},"TCES_D212_AHU","Air Handling Unit","Tega Cay Elementary","GAF2A0A30S21SBA","131630U3AV","Trane"]
[{"v":3742,"d":"3,742"},"TCES_D214_AHU","Air Handling Unit","Tega Cay Elementary","GAF2A0A30S21SBA","131631K9AV","Trane","D214","Hp 3"]
[{"v":3744,"d":"3,744"},"TCES_D215_AHU","Air Handling Unit","Tega Cay Elementary","GAM2A0C60S51SAA","13103N912V","Trane","D215","Hp 5"]
[{"v":3746,"d":"3,746"},"TCES_D216_AHU","Air Handling Unit","Tega Cay Elementary","GAF2A0A18S11SBA","13195YERAV","Trane","D216","Hp 1"]
[{"v":3748,"d":"3,748"},"TCES_D217_AHU","Air Handling Unit","Tega Cay Elementary","METZ-GE24NA","3000307","Mitsubishi","D217"]
[{"v":3750,"d":"3,750"},"TCES_D218_AHU","Air Handling Unit","Tega Cay Elementary","GAF2A0A30S21SBA",null,"Trane","D218","Hp 3"]
[{"v":3752,"d":"3,752"},"TCES_D227_AHU","Air Handling Unit","Tega Cay Elementary","GAF2A0A30S21SBA","132858CMAV","Trane"]
[{"v":3754,"d":"3,754"},"TCES_D231_AHU","Air Handling Unit","Tega Cay Elementary","GAM2A0C60S51SAA","13065KKH2V","Trane","D231","Hp 3"]
[{"v":3755,"d":"3,755"},"TCES_D231_HTP","Air Handling Unit","Tega Cay Elementary","4TWA3048A4000CA","130810B14F","Trane",null,"HP-5"]
[{"v":3756,"d":"3,756"},"TCES_D232_AHU","Air Handling Unit","Tega Cay Elementary","GAF2A0A3021SBA","1318214SAV","Trane","D232","Hp 3"]
[{"v":3758,"d":"3,758"},"TCES_D234_AHU","Air Handling Unit","Tega Cay Elementary","GAF2A0A18S11SBA","1326547GAV","Trane","D234","Hp 1"]
[{"v":3760,"d":"3,760"},"TCES_D236_AHU","Air Handling Unit","Tega Cay Elementary","GAF2A0A30S21SBA","131823A1AV","Trane","D236","Hp 3"]
[{"v":3762,"d":"3,762"},"TCES_D237_AHU","Air Handling Unit","Tega Cay Elementary","GAF2A0A30S21SBA","1328577YAV","Trane","D237","Hp 3"]
[{"v":3764,"d":"3,764"},"TCES_D238_AHU","Air Handling Unit","Tega Cay Elementary","GAF2A0A30S21SBA","131632K7AV","Trane","D238","Hp 3"]
[{"v":3766,"d":"3,766"},"TCES_D239_AHU","Air Handling Unit","Tega Cay Elementary","GAF2A0A30S21SBA","1318212PAV","Trane","D239","Hp 3"]
[{"v":3768,"d":"3,768"},"TCES_D240_AHU","Air Handling Unit","Tega Cay Elementary","GAF2A0A30S21SBA","132858G7AV","Trane","D240","Hp 3"]
[{"v":3770,"d":"3,770"},"TCES_D241_AHU","Air Handling Unit","Tega Cay Elementary","GAF2A0A18S11SBA",null,"Trane","D234"]
[{"v":3772,"d":"3,772"},"TCES_D243_AHU","Air Handling Unit","Tega Cay Elementary",null,null,"Trane","D243","Hp3 \nNo access"]
[{"v":3774,"d":"3,774"},"TCES_D245A_AHU","Air Handling Unit","Tega Cay Elementary","GAM2A0C60S51SAA",null,"Trane"]
[{"v":3776,"d":"3,776"},"TCES_D245B_AHU","Air Handling Unit","Tega Cay Elementary","GAM2A0C60S51SAA","13065KL32V","Trane"]
[{"v":3778,"d":"3,778"},"TCES_D245C_AHU","Air Handling Unit","Tega Cay Elementary",null,null,"Trane","D243","Hp3 \nNo access"]
[{"v":3788,"d":"3,788"},"TCES_ERV-1_ERU","Energy Recovery Unit","Tega Cay Elementary","PV W5P WPH","21226273","Munters","B wing roof next to D243","Vau 1\nFed from mdp \n277/480v"]
[{"v":3789,"d":"3,789"},"TCES_ERV-2_ERU","Energy Recovery Unit","Tega Cay Elementary","PV-W2P-WPH","21226273","Munters",null,"VAU-2"]
[{"v":3790,"d":"3,790"},"TCES_ERV-3_ERU","Energy Recovery Unit","Tega Cay Elementary","PV-W5P-WPH","21226273","Munters","Roof 2","Vau 3"]
[{"v":3791,"d":"3,791"},"TCES_ERV-4_ERU","Energy Recovery Unit","Tega Cay Elementary","PV-W4P-WPH",null,"Munters","Roof","Vau-4"]
[{"v":3792,"d":"3,792"},"TCES_ERV-5_ERU","Energy Recovery Unit","Tega Cay Elementary","PV-W8P-WPH","212262273","Munters","Roof","Vau 5"]
[{"v":3793,"d":"3,793"},"TCES_ERV-6_ERU","Energy Recovery Unit","Tega Cay Elementary","PV-W8P-WPH","212262273","Munters","Roof","Vau 6"]
[{"v":3588,"d":"3,588"},"TCES_A100_HTP","Heat Pump","Tega Cay Elementary","MUA-GE24NA","3004588","Mitsubishi","Roof 4","Ac 11"]
[{"v":3590,"d":"3,590"},"TCES_A109_HTP","Heat Pump","Tega Cay Elementary","4TWA3048A4000CA","13224M6N4F","Trane","Roof 4","Hp4"]
[{"v":3592,"d":"3,592"},"TCES_A117_HTP","Heat Pump","Tega Cay Elementary","4TWB3018D1000AA","13234L5J4F","Trane","Backyard","Unit A"]
[{"v":3594,"d":"3,594"},"TCES_A118_HTP","Heat Pump","Tega Cay Elementary","4TWA3036A4000CA","132557JU4F","Trane","Roof 4","Hp4"]
[{"v":3596,"d":"3,596"},"TCES_A119_HTP","Heat Pump","Tega Cay Elementary","4TWA3036A4000CA","1329384C4F","Trane","Roof 4","Hp4"]
[{"v":3604,"d":"3,604"},"TCES_A127_HTP","Heat Pump","Tega Cay Elementary","4TWA3030A4000CA","132438J4YF","Trane","Backyard","Unit B"]
[{"v":3606,"d":"3,606"},"TCES_A128E_HTP","Heat Pump","Tega Cay Elementary","4TWA3036A4000CA",null,"Trane","Backyard","Hp 11"]
[{"v":3608,"d":"3,608"},"TCES_A128W_HTP","Heat Pump","Tega Cay Elementary","4TWA3036A4000CA",null,"Trane","Backyard","Hp 11"]
[{"v":3610,"d":"3,610"},"TCES_A130_HTP","Heat Pump","Tega Cay Elementary","4TWA3048A4000CA","13291TJG4F","Trane","Backyard","Hp 14"]
[{"v":3616,"d":"3,616"},"TCES_A140N_HTP","Heat Pump","Tega Cay Elementary","4TWA3060B4000AA","132356G14F","Trane","Library roof","Hp 6\nUnit a"]
[{"v":3618,"d":"3,618"},"TCES_A140S_HTP","Heat Pump","Tega Cay Elementary","4TWA3060B4000AA","13222H794F","Trane","Library roof","Hp 6\nUnit b"]
[{"v":3620,"d":"3,620"},"TCES_A142_HTP","Heat Pump","Tega Cay Elementary","4TWB3024C1000AA","130931NN4F","Trane","Library roof","Hp 2"]
[{"v":3622,"d":"3,622"},"TCES_A143_HTP","Heat Pump","Tega Cay Elementary","4TWB3024C1000AA","131812XA4F","Trane","Library roof","Hp 2"]
[{"v":3624,"d":"3,624"},"TCES_A146_HTP","Heat Pump","Tega Cay Elementary","4TWB3036A4000CA","1329382J4F","Trane","Library roof","Hp 4"]
[{"v":3631,"d":"3,631"},"TCES_B103_HTP","Heat Pump","Tega Cay Elementary","4TWA3036A4000CA","132938174F","Trane","Frontyard","Hp-6"]
[{"v":3633,"d":"3,633"},"TCES_B104_HTP","Heat Pump","Tega Cay Elementary","4TWA3036A4000CA","13284XT54F","Trane","Backyard","Hp 2"]
[{"v":3635,"d":"3,635"},"TCES_B105_HTP","Heat Pump","Tega Cay Elementary","4TWA3036A4000CA","132635HG4F","Trane","Frontyard","Hp-7"]
[{"v":3637,"d":"3,637"},"TCES_B106_HTP","Heat Pump","Tega Cay Elementary","4TWA3036A4000CA","132635BW4F","Trane","Backyard","Hp 2"]
[{"v":3639,"d":"3,639"},"TCES_B107_HTP","Heat Pump","Tega Cay Elementary","4TWB3018D1000AA","13234L4G4F","Trane","Frontyard","Hp-1"]
[{"v":3641,"d":"3,641"},"TCES_B108_HTP","Heat Pump","Tega Cay Elementary","4TWA3036A4000CA","132420AM4F","Trane","Backyard","Hp 3"]
[{"v":3643,"d":"3,643"},"TCES_B109_HTP","Heat Pump","Tega Cay Elementary","4TWA3036A4000CA","1329383X4F","Trane","Backyard","Hp 9"]
[{"v":3645,"d":"3,645"},"TCES_B110_HTP","Heat Pump","Tega Cay Elementary","4TWA3036A4000CA","13294HU54F","Trane","Backyard","Hp 4"]
[{"v":3647,"d":"3,647"},"TCES_B111_HTP","Heat Pump","Tega Cay Elementary","4TWA3036A4000CA","13284WUB4F","Trane","Backyard","Hp 10"]
[{"v":3649,"d":"3,649"},"TCES_B112_HTP","Heat Pump","Tega Cay Elementary","4TWA3036A4000CA","13284XTR4F","Trane","Backyard","Hp 5"]
[{"v":3651,"d":"3,651"},"TCES_B113_HTP","Heat Pump","Tega Cay Elementary","4TWA3036A4000CA",null,"Trane","Backyard","Hp 11"]
[{"v":3656,"d":"3,656"},"TCES_C100_HTP","Heat Pump","Tega Cay Elementary","4TWB3018D1000AA","13234LUX4F","Trane","Grounds","Hp 3"]
[{"v":3658,"d":"3,658"},"TCES_C102_HTP","Heat Pump","Tega Cay Elementary","4TWA3030A4000CA","13281LT4F","Trane","Grounds","Hp 3"]
[{"v":3660,"d":"3,660"},"TCES_C103_HTP","Heat Pump","Tega Cay Elementary","4TWA3048A4000CA","13291TFH4F","Trane","Grounds","Hp 5"]
[{"v":3662,"d":"3,662"},"TCES_C104_HTP","Heat Pump","Tega Cay Elementary","4TWA3030A4000CA","13281K3H4F","Trane","Grounds","Hp 3"]
[{"v":3664,"d":"3,664"},"TCES_C105_HTP","Heat Pump","Tega Cay Elementary","4TWA3030A4000CA","132132656K74F","Trane","Grounds","Hp 3"]
[{"v":3666,"d":"3,666"},"TCES_C106_HTP","Heat Pump","Tega Cay Elementary","4TWA3030A4000CA","13281KGN4F","Trane","Grounds","Hp 3"]
[{"v":3668,"d":"3,668"},"TCES_C107_HTP","Heat Pump","Tega Cay Elementary","4TWA3030A4000CA","132157ET4F","Trane","Grounds","Hp 3"]
[{"v":3670,"d":"3,670"},"TCES_C108_HTP","Heat Pump","Tega Cay Elementary","4TWA3030A4000CA","13281KGN4F","Trane","Grounds","Hp 3"]
[{"v":3672,"d":"3,672"},"TCES_C109_HTP","Heat Pump","Tega Cay Elementary","4TWA3030A4000CA","132157D64F","Trane","Grounds","Hp 3"]
[{"v":3674,"d":"3,674"},"TCES_C110_HTP","Heat Pump","Tega Cay Elementary","4TWA3030A4000CA","132656G54F","Trane","Grounds","Hp 3"]
[{"v":3676,"d":"3,676"},"TCES_C111_HTP","Heat Pump","Tega Cay Elementary","4TWA3030A4000CA","13281KYR4F","Trane","Grounds","Hp 3"]
[{"v":3680,"d":"3,680"},"TCES_C113_HTP","Heat Pump","Tega Cay Elementary","4TWA3030A4000CA","13284N7E4F","Trane","Grounds","Hp 3"]
[{"v":3682,"d":"3,682"},"TCES_C114_HTP","Heat Pump","Tega Cay Elementary","4TWA3030A4000CA","13284N834F","Trane","Grounds","Hp 3"]
[{"v":3684,"d":"3,684"},"TCES_C115A_HTP","Heat Pump","Tega Cay Elementary","4TWB3018D1000AA","13234LN24F","Trane","Grounds","Hp 1"]
[{"v":3686,"d":"3,686"},"TCES_C115B_HTP","Heat Pump","Tega Cay Elementary","4TWB3018D1000AA","13234L424F","Trane","Grounds","Hp 1"]
[{"v":3688,"d":"3,688"},"TCES_C116_HTP","Heat Pump","Tega Cay Elementary","4TWA3030A4000CA","13284NKL4F","Trane","Grounds","Hp 3"]
[{"v":3691,"d":"3,691"},"TCES_C120_HTP","Heat Pump","Tega Cay Elementary","4TWA3048A4000CA","13081WB44F","Trane","Grounds","Hp 5"]
[{"v":3693,"d":"3,693"},"TCES_C121A_HTP","Heat Pump","Tega Cay Elementary","4TWB3024C1000AA","13182NJE4F","Trane","Grounds","Hp 2"]
[{"v":3695,"d":"3,695"},"TCES_C121B_HTP","Heat Pump","Tega Cay Elementary","4TWB3024C1000AA","13081WB44F","Trane","Grounds","Hp 2"]
[{"v":3697,"d":"3,697"},"TCES_C123_HTP","Heat Pump","Tega Cay Elementary","MUA-GE24NA","3001163","Mitsubishi","Grounds","Ac11"]
[{"v":3699,"d":"3,699"},"TCES_C124_HTP","Heat Pump","Tega Cay Elementary","4TWB3018D1000AA","1323L294F","Trane","Grounds","Hp 1"]
[{"v":3701,"d":"3,701"},"TCES_C127_HTP","Heat Pump","Tega Cay Elementary","4TWA3030A4000CA","13281K234F","Trane","Grounds","Hp 3"]
[{"v":3705,"d":"3,705"},"TCES_C128B_HTP","Heat Pump","Tega Cay Elementary","4TWB3018D1000AA","13243L3L4F","Trane","Grounds","Hp 1"]
[{"v":3709,"d":"3,709"},"TCES_C131_HTP","Heat Pump","Tega Cay Elementary","4TWA3030A4000CA","13281KG4F","Trane","Grounds","Hp 3"]
[{"v":3713,"d":"3,713"},"TCES_C133_HTP","Heat Pump","Tega Cay Elementary","4TWA3030A4000CA","13281KWE4F","Trane","Grounds","Hp 3"]
[{"v":3717,"d":"3,717"},"TCES_D200_HTP","Heat Pump","Tega Cay Elementary","4TWA3030A4000CA","132157GS4F","Trane","Roof","Hp3"]
[{"v":3719,"d":"3,719"},"TCES_D201_HTP","Heat Pump","Tega Cay Elementary","4TWA3030A4000CA","13281K664F","Trane","Roof","Hp3"]
[{"v":3721,"d":"3,721"},"TCES_D202_HTP","Heat Pump","Tega Cay Elementary","4TWA3030A4000CA","1330143N4F","Trane","Roof","Hp3"]
[{"v":3723,"d":"3,723"},"TCES_D203_HTP","Heat Pump","Tega Cay Elementary","4TWA3030A4000CA","132157EJ4F","Trane","Roof","Hp3"]
[{"v":3725,"d":"3,725"},"TCES_D204_HTP","Heat Pump","Tega Cay Elementary","4TWA3030A4000CA","13281KXF4F","Trane","Roof","Hp3"]
[{"v":3727,"d":"3,727"},"TCES_D205_HTP","Heat Pump","Tega Cay Elementary","4TWA3030A4000CA","132656B04F","Trane","Roof","Hp3"]
[{"v":3729,"d":"3,729"},"TCES_D206_HTP","Heat Pump","Tega Cay Elementary","4TWA3030A4000CA","13281KY74F","Trane","Roof","Hp3"]
[{"v":3731,"d":"3,731"},"TCES_D207_HTP","Heat Pump","Tega Cay Elementary","4TWA3030A4000CA","132316LL4F","Trane","Roof","Hp3"]
[{"v":3733,"d":"3,733"},"TCES_D208_HTP","Heat Pump","Tega Cay Elementary","4TWA3030A4000CA","132656KS4F","Trane","Roof","Hp3"]
[{"v":3735,"d":"3,735"},"TCES_D209_HTP","Heat Pump","Tega Cay Elementary","4TWA3030A4000CA","13281K104F","Trane","Roof","Hp3"]
[{"v":3737,"d":"3,737"},"TCES_D210_HTP","Heat Pump","Tega Cay Elementary","4TWA3030A4000CA","13281K2H4F","Trane","Roof","Hp3"]
[{"v":3739,"d":"3,739"},"TCES_D211_HTP","Heat Pump","Tega Cay Elementary","4TWA3030A4000CA","13281K104F","Trane","Roof","Hp3"]
[{"v":3741,"d":"3,741"},"TCES_D212_HTP","Heat Pump","Tega Cay Elementary","4TWA3030A4000CA","13281K0S4F","Trane","Roof","Hp3"]
[{"v":3743,"d":"3,743"},"TCES_D214_HTP","Heat Pump","Tega Cay Elementary","4TWA3030A4000CA","13281KC4F","Trane","Roof 3","Hp3"]
[{"v":3745,"d":"3,745"},"TCES_D215_HTP","Heat Pump","Tega Cay Elementary","4TWA3048A4000CA","13224NAY4F","Trane","Roof","Hp5"]
[{"v":3747,"d":"3,747"},"TCES_D216_HTP","Heat Pump","Tega Cay Elementary","4TWB3018D1000A","13234LYE4F","Trane","Roof 3","Hp1"]
[{"v":3749,"d":"3,749"},"TCES_D217_HTP","Heat Pump","Tega Cay Elementary","MUA-GE24NA","3001186","Mitsubishi","Roof 3","Ac 11"]
[{"v":3751,"d":"3,751"},"TCES_D218_HTP","Heat Pump","Tega Cay Elementary","4TWB3018D1000A","13234L2NF4","Trane","Roof 3","Hp1"]
[{"v":3753,"d":"3,753"},"TCES_D227_HTP","Heat Pump","Tega Cay Elementary","4TWA3030A4000CA","132438FL4F","Trane","Roof 2","Hp3"]
[{"v":3757,"d":"3,757"},"TCES_D232_HTP","Heat Pump","Tega Cay Elementary","4TWA3030A4000CA","132656JX4F","Trane","Roof 2","Hp3"]
[{"v":3759,"d":"3,759"},"TCES_D234_HTP","Heat Pump","Tega Cay Elementary","4TWB3018D1000AA","13414PPWAF","Trane","Roof 2","Hp1"]
[{"v":3761,"d":"3,761"},"TCES_D236_HTP","Heat Pump","Tega Cay Elementary","4TWA3030A4000CA","13293L214F","Trane","Roof 4","Hp3"]
[{"v":3763,"d":"3,763"},"TCES_D237_HTP","Heat Pump","Tega Cay Elementary","4TWA3030A4000CA","132616D5F4","Trane","Roof 4","Hp3"]
[{"v":3765,"d":"3,765"},"TCES_D238_HTP","Heat Pump","Tega Cay Elementary","4TWA3030A4000CA","13284N8H4F","Trane","Roof 4","Hp3"]
[{"v":3767,"d":"3,767"},"TCES_D239_HTP","Heat Pump","Tega Cay Elementary","4TWA3030A4000CA","13281K1U14F","Trane","Roof 4","Hp3"]
[{"v":3769,"d":"3,769"},"TCES_D240_HTP","Heat Pump","Tega Cay Elementary","4TWA3030A4000CA","13281KX54F","Trane","Roof 4","Hp3"]
[{"v":3771,"d":"3,771"},"TCES_D241_HTP","Heat Pump","Tega Cay Elementary","4TWA3030A4000CA","13281K4M4F","Trane","Roof 4","Hp3"]
[{"v":3773,"d":"3,773"},"TCES_D243_HTP","Heat Pump","Tega Cay Elementary","4TWA3030A4000CA","132438F4F","Trane","Roof 4","Hp3"]
[{"v":3775,"d":"3,775"},"TCES_D245A_HTP","Heat Pump","Tega Cay Elementary","4TWA3030A4000CA",null,"Trane","Roof"]
[{"v":3777,"d":"3,777"},"TCES_D245B_HTP","Heat Pump","Tega Cay Elementary","4TWB3024C1000AA","1318NRX4F","Trane","Roof 2","Hp2"]
[{"v":3779,"d":"3,779"},"TCES_D245C_HTP","Heat Pump","Tega Cay Elementary","4TWA3036A4000CA","132635FW4F","Trane","Roof 3","Hp4"]
[{"v":3409,"d":"3,409"},"TCES_HET_001","Heater","Tega Cay Elementary",null,null,"Groen","A135 kitchen"]
[{"v":3597,"d":"3,597"},"TCES_A122A_RTU","Rooftop Package AC Unit","Tega Cay Elementary","4WCC3024B1000AB",null,"Trane"]
[{"v":3598,"d":"3,598"},"TCES_A122E_RTU","Rooftop Package AC Unit","Tega Cay Elementary","WSC120E4RNA","133411186L","Trane","Roof 2","Rtu 10"]
[{"v":3599,"d":"3,599"},"TCES_A122W_RTU","Rooftop Package AC Unit","Tega Cay Elementary","4WCC3024B1000AB","13325KKR9H","Trane","Roof 2","Rtu 7"]
[{"v":3600,"d":"3,600"},"TCES_A124N_RTU","Rooftop Package AC Unit","Tega Cay Elementary","4WCC3024B1000AB","13322SOB9H","Trane","Roof 2","Rtu7"]
[{"v":3601,"d":"3,601"},"TCES_A124S_RTU","Rooftop Package AC Unit","Tega Cay Elementary","WSC120E4RNA","133410508L","Trane","Roof 2","Rtu 10"]
[{"v":3602,"d":"3,602"},"TCES_A124STAGE_RTU","Rooftop Package AC Unit","Tega Cay Elementary","WSC048E4RGA1GB","133412459L","Trane","Roof 2","Rtu 8"]
[{"v":3611,"d":"3,611"},"TCES_A133_RTU","Rooftop Package AC Unit","Tega Cay Elementary","4WCC3024B1000AB","13325KK9H","Trane","Roof 2","Rtu 7"]
[{"v":3612,"d":"3,612"},"TCES_A134_RTU","Rooftop Package AC Unit","Tega Cay Elementary","4WCC3024B1000AB","13325KKN9H","Trane"]
[{"v":3613,"d":"3,613"},"TCES_A135N_RTU","Rooftop Package AC Unit","Tega Cay Elementary","WSC060E4RGA18B0000000000","133412305L","Trane"]
[{"v":3614,"d":"3,614"},"TCES_A135S_RTU","Rooftop Package AC Unit","Tega Cay Elementary","WSC060E4RGA18B0000000000","133412325L","Trane"]
[{"v":3626,"d":"3,626"},"TCES_ALOBBYL_RTU","Rooftop Package AC Unit","Tega Cay Elementary","WSC120E4RNA0HB","133410504L","Trane","Roof 2","Rtu 10"]
[{"v":3627,"d":"3,627"},"TCES_ALOBBYR_RTU","Rooftop Package AC Unit","Tega Cay Elementary","WSC120E4RNA0HB","133410500L","Trane","Roof 2","Rtu 10"]
[{"v":3652,"d":"3,652"},"TCES_B115A_SSY","Split System","Tega Cay Elementary","MUA-GE24NA","3001110T","Mitsubishi","B wing roof next to D243","Ac11"]
[{"v":3689,"d":"3,689"},"TCES_C119D_SSY","Split System","Tega Cay Elementary","MUA-GE24NA","3001166","Mitsubishi","Grounds","Ac11"]