{"text_format":"3","workbook":"xlsx","n_sheets":1,"sheets":["Unit_Price_Tab"],"not_rendered":{"external_links":1,"defined_names":7},"read":"whole","date_system":"1900"}

{"sheet":"Unit_Price_Tab","index":0,"n_rows":871,"n_cols":8,"rows_kept":871,"merged":[[1,0,1,7],[4,0,5,0],[4,1,5,1],[4,2,4,3],[4,4,5,4],[4,5,5,5],[4,6,4,7],[32,1,32,5],[67,1,67,5],[86,1,86,5],[438,1,438,5],[452,1,452,5],[569,1,569,5],[627,1,627,5],[672,1,672,5],[753,1,753,5],[804,1,804,5],[847,1,847,5],[854,1,854,5],[861,2,861,3],[861,4,861,5],[861,6,861,7],[862,2,862,3],[862,4,862,5],[862,6,862,7],[863,2,863,3],[863,4,863,5],[863,6,863,7],[864,2,864,3],[864,4,864,5],[864,6,864,7],[865,2,865,3],[865,4,865,5],[865,6,865,7]]}
[{"$nulls":5},"PREPARED BY:"]
["THE UNDERSIGNED CERTIFIES THAT (CONTRACTOR NAME)___________________________\nIS CURRENTLY REGISTERED WITH THE VIRGINIA STATE BOARD OF CONTRACTORS AS REQUIRED BY THE CODE OF VIRGINIA.  CERTIFICATE NUMBER _________________ WAS ISSUED ON THE ________DAY OF _____________, 20XX.  THE UNDERSIGNED FURTHER CERTIFIES THAT THE REGISTRATION FEE AND ALL RENEWAL FEES REQUIRED UNDER LAW HAVE BEEN PAID.  THE CONTRACTOR AGREES TO FURNISH ALL NECESSARY LABOR, EQUIPMENT, MATERIALS, AND ALL THINGS NECESSARY TO PERFORM THE WORK AS SET FORTH IN ACCORDANCE WITH THE PLANS AND SPECIFICATIONS. THE CONTRACTOR AGREES TO PERFORM RELATED WORK FOR THE FOLLOWING ITEMS AT THE FOLLOWING STIPULATED PRICES: (ALL PRICES INCLUDE PROVISION AND INSTALLATION)."]
[{"$nulls":5},"CHECKED BY:"]
[]
["LINE ITEM NUMBER      (MASTER ID NUMBER)","LINE ITEM DESCRIPTION                            (Use Arlington County Standards & Specs or VDOT Standars & Specs as noted. Absent Arlington County Standards & Specs, use VDOT Standards  & Specs, unless otherwise noted).","Unite Price (UP)",null,"Total Estimated Annual Quanitity (TEQ)","UNITS","Total Estimated Price"]
[null,null,"BASE BID WORK","RESTRICTED HOURS WORK",null,null,"BASE BID WORK (UP) X 0.8(TEQ)","RESTRICTED HOURS WORK (UP) X 0.2(TEQ)"]
["C1",{"$f":"VLOOKUP(A7,[1]!Table_BidItem_CategoryClassification[#All],2,FALSE)","v":"GENERAL EARTH WORK"}]
["02200-C1-00010","General Excavation, only when not included in other pay items",null,null,5500,"CY",{"$f":"C8*(0.8*E8)","v":{"v":0,"d":"$0.00"}},{"$f":"D8*(0.2*E8)","v":{"v":0,"d":"$0.00"}}]
["02202-C1-00020","Rock Excavation, only when not included in other pay items",null,null,150,"CY",{"$f":"C9*(0.8*E9)","v":{"v":0,"d":"$0.00"}},{"$f":"D9*(0.2*E9)","v":{"v":0,"d":"$0.00"}}]
["02200-C1-00300","Grading",null,null,3000,"SY",{"v":0,"d":"$0.00"},{"v":0,"d":"$0.00"}]
["01400-C1-00030","Test Pits (or Test Bores), Up to 6' Deep (with restoration)",null,null,30,"EA",{"v":0,"d":"$0.00"},{"v":0,"d":"$0.00"}]
["01400-C1-00040","Test Pits (or Test Bores), Each VF Over 6' Deep (with restoration)",null,null,30,"VF",{"v":0,"d":"$0.00"},{"v":0,"d":"$0.00"}]
["02200-C1-00041","Test Hole Excavation (Single Pole Foundation - Up to sixteen (16') deep)",null,null,15,"EA",{"v":0,"d":"$0.00"},{"v":0,"d":"$0.00"}]
["02200-C1-00050","Select Material (VDOT Section 207 - Select Material)",null,null,150,"CY",{"v":0,"d":"$0.00"},{"v":0,"d":"$0.00"}]
["02200-C1-00060","Flowable BackFill (VDOT Special Provision S302G02-0610)",null,null,15,"CY",{"v":0,"d":"$0.00"},{"v":0,"d":"$0.00"}]
["02200-C1-00070","Geotextile Drainage Fabric In Place (VDOT Section 245.03.c)",null,null,2500,"SY",{"v":0,"d":"$0.00"},{"v":0,"d":"$0.00"}]
["02200-C1-00071","Geotextile Stabilization Fabric In Place (VDOT Section 245.03.d.2)",null,null,2500,"SY",{"v":0,"d":"$0.00"},{"v":0,"d":"$0.00"}]
["02200-C1-00080","Geotextile for Rip Rap Bedding In Place (VDOT Section 245.03.b)",null,null,150,"SY",{"v":0,"d":"$0.00"},{"v":0,"d":"$0.00"}]
["02200-C1-00090","Aggregate, Cement Treated (CTA), also known as \"Hydraulic Cement Stabilization\" (VDOT Section 307)",null,null,15,"CY",{"v":0,"d":"$0.00"},{"v":0,"d":"$0.00"}]
["02200-C1-00100","Aggregate, VDOT #1 (Compacted in Place per VDOT standards & Specs)",null,null,15,"CY",{"v":0,"d":"$0.00"},{"v":0,"d":"$0.00"}]
["02200-C1-00110","Aggregate, VDOT #2  (Compacted in Place per VDOT standards & Specs)",null,null,15,"CY",{"v":0,"d":"$0.00"},{"v":0,"d":"$0.00"}]
["02200-C1-00120","Aggregate, VDOT #8  (Compacted in Place per VDOT standards & Specs)",null,null,15,"CY",{"v":0,"d":"$0.00"},{"v":0,"d":"$0.00"}]
["02200-C1-00130","Aggregate, VDOT #21-A  (Compacted in Place per VDOT standards & Specs)",null,null,4200,"CY",{"v":0,"d":"$0.00"},{"v":0,"d":"$0.00"}]
["02200-C1-00140","Aggregate, VDOT #21-B  (Compacted in Place per VDOT standards & Specs)",null,null,170,"CY",{"v":0,"d":"$0.00"},{"v":0,"d":"$0.00"}]
["02200-C1-00150","Aggregate, Crusher Run VDOT #25 or approved equal  (Compacted in Place per VDOT standards & Specs)",null,null,15,"CY",{"v":0,"d":"$0.00"},{"v":0,"d":"$0.00"}]
["02200-C1-00160","Aggregate, VDOT #57  (Compacted in Place per VDOT standards & Specs)",null,null,550,"CY",{"v":0,"d":"$0.00"},{"v":0,"d":"$0.00"}]
["02210-C1-00170","Riprap, Dry Class I",null,null,25,"SY",{"v":0,"d":"$0.00"},{"v":0,"d":"$0.00"}]
["02210-C1-00180","Riprap, Dry Class II",null,null,15,"SY",{"v":0,"d":"$0.00"},{"v":0,"d":"$0.00"}]
["02210-C1-00190","Riprap, Mortared",null,null,15,"SY",{"v":0,"d":"$0.00"},{"v":0,"d":"$0.00"}]
["02210-C1-00200","Riprap, Grouted",null,null,25,"SY",{"v":0,"d":"$0.00"},{"v":0,"d":"$0.00"}]
["02210-C1-00210","Riprap, Dumped Type (1) Core Riprap",null,null,15,"TON",{"v":0,"d":"$0.00"},{"v":0,"d":"$0.00"}]
["02210-C1-00220","Riprap, Dumped Type (2) Heavy Riprap",null,null,15,"TON",{"v":0,"d":"$0.00"},{"v":0,"d":"$0.00"}]
[null,"GENERAL EARTHWORK SUBTOTAL",{"$nulls":4},{"$f":"SUM(G8:G32)","v":{"v":0,"d":"$0.00"}},{"$f":"SUM(H8:H32)","v":{"v":0,"d":"$0.00"}}]
[]
["C2",{"$f":"VLOOKUP(A35,[1]!Table_BidItem_CategoryClassification[#All],2,FALSE)","v":"CONCRETE WORK"}]
["03100-C2-00010","Rigid Concrete, Planing or Milling",null,null,50,"SY/IN",{"$f":"C36*(0.8*E36)","v":{"v":0,"d":"$0.00"}},{"$f":"D36*(0.2*E36)","v":{"v":0,"d":"$0.00"}}]
["02750-C2-00020","Concrete Curb, Standard Header Curb C-3 (Arlington County Detail R-2.0), includes curb for aprons, ramps, etc.",null,null,500,"LF",{"v":0,"d":"$0.00"},{"$f":"D37*(0.2*E37)","v":{"v":0,"d":"$0.00"}}]
["02750-C2-00030","Concrete Curb, Mountable Curb at Traffic Circle (Arlington County Detail R-2.7)",null,null,150,"LF",{"v":0,"d":"$0.00"},{"v":0,"d":"$0.00"}]
["02750-C2-00040","Concrete Curb, Standard 6\" (VDOT CG-2), includes curb for aprons, ramps, etc.",null,null,150,"LF",{"v":0,"d":"$0.00"},{"v":0,"d":"$0.00"}]
["02750-C2-00050","Concrete Curb, Standard 4\" (VDOT CG-3), includes curb for aprons, ramps, etc.",null,null,350,"LF",{"v":0,"d":"$0.00"},{"v":0,"d":"$0.00"}]
["02750-C2-00055","Concrete Curb, Standard 3\" (VDOT CG-3 Modified), included curb for aprons, ramps, etc.",null,null,500,"LF",{"v":0,"d":"$0.00"},{"v":0,"d":"$0.00"}]
["02750-C2-00060","Concrete Curb & Gutter, Standard C-2 and C-2R (Arlington County Detail R-2.0), includes curb & gutter for aprons, ramps, etc.",null,null,6000,"LF",{"v":0,"d":"$0.00"},{"v":0,"d":"$0.00"}]
["02750-C2-00075","Concrete Curb and Gutter for Transit Station, Standard C-4 (Arlington County Detail R-2.0)",null,null,300,"LF",{"v":0,"d":"$0.00"},{"v":0,"d":"$0.00"}]
["02750-C2-00070","Concrete Curb & Gutter, Combination 6\" (VDOT CG-6), includes curb & gutter for aprons, ramps, etc.",null,null,300,"LF",{"v":0,"d":"$0.00"},{"v":0,"d":"$0.00"}]
["02750-C2-00080","Concrete Curb & Gutter, Combination 4\" (VDOT CG-7), includes curb & gutter for aprons, ramps, etc.",null,null,500,"LF",{"v":0,"d":"$0.00"},{"v":0,"d":"$0.00"}]
["02750-C2-00085","Concrete Curb, C-5 Alternate Curb for Medians (Arlington County Detail R-2.0)",null,null,300,"LF",{"v":0,"d":"$0.00"},{"v":0,"d":"$0.00"}]
["02750-C2-00090","Standard Entrance Gutter (VDOT CG-9D).",null,null,100,"LF",{"v":0,"d":"$0.00"},{"v":0,"d":"$0.00"}]
["02750-C2-00100","Valley Gutter (Arlington County Detail R-2.9, including all materials as shown in detail)",null,null,100,"SY",{"v":0,"d":"$0.00"},{"v":0,"d":"$0.00"}]
["02611-C2-00110","Concrete Sidewalk, 4\" Thickness (Arlington County Detail R-2.0)",null,null,1500,"SY",{"v":0,"d":"$0.00"},{"v":0,"d":"$0.00"}]
["02611-C2-00111","Concrete Sidewalk, 4\" Thickness with WWF (VDOT 223)",null,null,150,"SY",{"v":0,"d":"$0.00"},{"v":0,"d":"$0.00"}]
["02611-C2-00120","Concrete Sidewalk, 6\" Thickness",null,null,1500,"SY",{"v":0,"d":"$0.00"},{"v":0,"d":"$0.00"}]
["02611-C2-00190","CG-12 Detectable Warning Surface - Truncated Domes",null,null,75,"SY",{"v":0,"d":"$0.00"},{"v":0,"d":"$0.00"}]
["02611-C2-00121","Concrete Sidewalk, 6\" Thickness with WWF (VDOT 223)",null,null,150,"SY",{"v":0,"d":"$0.00"},{"v":0,"d":"$0.00"}]
["02612-C2-00130","Concrete Pavers (Arlington County Detail R-2.1)",null,null,10,"SY",{"v":0,"d":"$0.00"},{"v":0,"d":"$0.00"}]
["02612-C2-00140","Concrete Pavers, Remove and Reset (Arlington County Detail R-2.1)",null,null,10,"SY",{"v":0,"d":"$0.00"},{"v":0,"d":"$0.00"}]
["02613-C2-00150","Concrete Paver Crosswalk (Arlington County Detail R-2.6, including all materials as shown in detail)",null,null,10,"SY",{"v":0,"d":"$0.00"},{"v":0,"d":"$0.00"}]
["02613-C2-00160","Concrete Paver Crosswalk, Remove and Reset (Arlington County Detail R-2.6, including all materials as shown in detail)",null,null,10,"SY",{"v":0,"d":"$0.00"},{"v":0,"d":"$0.00"}]
["02611-C2-00170","Concrete Driveway Entrance, 6\" Thick Residential (Arlington County Details R-2.4A, R-2.4B, R-2.4C, R-2.4D)",null,null,1000,"SY",{"v":0,"d":"$0.00"},{"v":0,"d":"$0.00"}]
["02611-C2-00180","Concrete Driveway Entrance, 9\" Thick Commercial (Arlington County Details R-2.4A, R-2.4B, R-2.4C, R-2.4D)",null,null,300,"SY",{"v":0,"d":"$0.00"},{"v":0,"d":"$0.00"}]
["03100-C2-00200","Concrete Steps Each (Arlington County Detail R-3.0, including all reinforcing bars as shown in detail)",null,null,15,"LF-W",{"v":0,"d":"$0.00"},{"v":0,"d":"$0.00"}]
["03100-C2-00210","Concrete Pier, Cradle, or Encasement (Arlington County Detail M-3.0)",null,null,15,"CY",{"v":0,"d":"$0.00"},{"v":0,"d":"$0.00"}]
["03100-C2-00220","Concrete Pier, Cradle, or Encasement (Arlington County Detail M-7.0)",null,null,15,"CY",{"v":0,"d":"$0.00"},{"v":0,"d":"$0.00"}]
["03100-C2-00230","Concrete and Formwork (VDOT Class A3), only when not included in other pay items",null,null,15,"CY",{"v":0,"d":"$0.00"},{"v":0,"d":"$0.00"}]
["03100-C2-00240","Concrete and Formwork (VDOT Class A4), only when not included in other pay items",null,null,8,"CY",{"v":0,"d":"$0.00"},{"v":0,"d":"$0.00"}]
["03100-C2-00250","Steel Reinforcement, Welded Wire Fabric (VDOT Section 406), only when not included in other pay items",null,null,100,"LB",{"v":0,"d":"$0.00"},{"v":0,"d":"$0.00"}]
["03100-C2-00260","Steel Reinforcement, Reinforcing Steel Bars #6 and smaller (VDOT Section 406), only when not included in other pay items",null,null,200,"LB",{"v":0,"d":"$0.00"},{"v":0,"d":"$0.00"}]
["03100-C2-00270","Steel Reinforcement, Reinforcing Steel Bars #7 up to #10 (VDOT Section 406), only when not included in other pay items",null,null,200,"LB",{"v":0,"d":"$0.00"},{"v":0,"d":"$0.00"}]
[null,"CONCRETE WORK SUBTOTAL",{"$nulls":4},{"$f":"SUM(G36:G67)","v":{"v":0,"d":"$0.00"}},{"$f":"SUM(H36:H67)","v":{"v":0,"d":"$0.00"}}]
[]
["C3",{"$f":"VLOOKUP(A70,[1]!Table_BidItem_CategoryClassification[#All],2,FALSE)","v":"ASPHALT WORK"}]
["02600-C3-00010","Asphalt Concrete, Planing or Milling (1/2\" to 3\" Depth)",null,null,500,"SY",{"$f":"C71*(0.8*E71)","v":{"v":0,"d":"$0.00"}},{"$f":"D71*(0.2*E71)","v":{"v":0,"d":"$0.00"}}]
["02600-C3-00020","Asphalt Concrete, Planing or Milling (In Excess of 3\" Depth)",null,null,100,"SY/IN",{"$f":"C72*(0.8*E72)","v":{"v":0,"d":"$0.00"}},{"$f":"D72*(0.2*E72)","v":{"v":0,"d":"$0.00"}}]
["02600-C3-00030","Asphalt Concrete, Base Course (VDOT BM-25.0A)",null,null,2500,"TON",{"v":0,"d":"$0.00"},{"v":0,"d":"$0.00"}]
["02600-C3-00160","Asphalt Concrete, Base Course (VDOT BM-25.0D)",null,null,500,"TON",{"v":0,"d":"$0.00"},{"v":0,"d":"$0.00"}]
["02600-C3-00040","Asphalt Concrete, Intermediate Course (VDOT IM-19.0A)",null,null,50,"TON",{"v":0,"d":"$0.00"},{"v":0,"d":"$0.00"}]
["02600-C3-00050","Asphalt Concrete, Intermediate Course (VDOT IM-19.0D)",null,null,50,"TON",{"v":0,"d":"$0.00"},{"v":0,"d":"$0.00"}]
["02600-C3-00060","Asphalt Concrete, Surface Course (VDOT SM-9.5A)",null,null,500,"TON",{"v":0,"d":"$0.00"},{"v":0,"d":"$0.00"}]
["02600-C3-00070","Asphalt Concrete, Surface Course (VDOT SM-9.5D)",null,null,500,"TON",{"v":0,"d":"$0.00"},{"v":0,"d":"$0.00"}]
["02600-C3-00080","Asphalt Concrete, Stamped - Imprinting Hot Mix Asphalt Concrete (per Specification 02600)",null,null,100,"SF",{"v":0,"d":"$0.00"},{"v":0,"d":"$0.00"}]
["02600-C3-00090","Asphalt Concrete, Stamped - Heating Asphalt (per Specification 02600)",null,null,100,"SF",{"v":0,"d":"$0.00"},{"v":0,"d":"$0.00"}]
["02600-C3-00100","Asphalt Concrete, Stamped - Provide and Install Streetbond Coating (per Specification 02600)",null,null,1000,"SF",{"v":0,"d":"$0.00"},{"v":0,"d":"$0.00"}]
["02600-C3-00110","Asphalt Concrete, Stamped - Imprinted Asphalt Patching (per Specification 02600)",null,null,100,"SF",{"v":0,"d":"$0.00"},{"v":0,"d":"$0.00"}]
["02600-C3-00120","Asphalt Header Curb, 6\"-8\" (VDOT SM-9.5A)",null,null,50,"LF",{"v":0,"d":"$0.00"},{"v":0,"d":"$0.00"}]
["02600-C3-00130","Cold-Mix Asphalt (latest VDOT Standards for Cold Mix Asphalt Type P-1, P-2, and P-3).",null,null,10,"TON",{"v":0,"d":"$0.00"},{"v":0,"d":"$0.00"}]
["03100-C3-00140","Remove 8\" to 10\" Reinforced Concrete Paving",null,null,75,"SY",{"v":0,"d":"$0.00"},{"v":0,"d":"$0.00"}]
["03100-C3-00150","Remove and Replace 8\" to 10\" Reinforced Concrete Paving VDOT Standards PR-3, PR-4, PR-5 and PR-6)",null,null,75,"SY",{"v":0,"d":"$0.00"},{"v":0,"d":"$0.00"}]
[null,"ASPHALT WORK SUBTOTAL",{"$nulls":4},{"$f":"SUM(G71:G86)","v":{"v":0,"d":"$0.00"}},{"$f":"SUM(H71:H86)","v":{"v":0,"d":"$0.00"}}]
[]
["C4",{"$f":"VLOOKUP(A89,[1]!Table_BidItem_CategoryClassification[#All],2,FALSE)","v":"STORM SEWER UTILITY WORK"}]
["02505-C4-00450","Grate Inlet Driveway (Arlington County Detail D-1.12)",null,null,8,"LF",{"$f":"C90*(0.8*E90)","v":{"v":0,"d":"$0.00"}},{"$f":"D90*(0.2*E90)","v":{"v":0,"d":"$0.00"}}]
["02500-C4-00620","15\" Pipe, RCP Class III, In Place Up to 6' Deep",null,null,750,"LF",{"v":0,"d":"$0.00"},{"v":0,"d":"$0.00"}]
["02500-C4-00630","15\" Pipe, RCP Class III, In Place 6' to 8' Deep",null,null,150,"LF",{"v":0,"d":"$0.00"},{"v":0,"d":"$0.00"}]
["02500-C4-00640","18\" Pipe, RCP Class III, In Place Up to 6' Deep",null,null,450,"LF",{"v":0,"d":"$0.00"},{"v":0,"d":"$0.00"}]
["02500-C4-00650","18\" Pipe, RCP Class III, In Place 6' to 9' Deep",null,null,75,"LF",{"v":0,"d":"$0.00"},{"v":0,"d":"$0.00"}]
["02500-C4-00660","21\" Pipe, RCP Class III, In Place Up to 6' Deep",null,null,300,"LF",{"v":0,"d":"$0.00"},{"v":0,"d":"$0.00"}]
["02500-C4-00670","21\" Pipe, RCP Class III, In Place 6' to 10' Deep",null,null,75,"LF",{"v":0,"d":"$0.00"},{"v":0,"d":"$0.00"}]
["02500-C4-00680","24\" Pipe, RCP Class III, In Place Up to 6' Deep",null,null,150,"LF",{"v":0,"d":"$0.00"},{"v":0,"d":"$0.00"}]
["02500-C4-00690","24\" Pipe, RCP Class III, In Place 6' to 11' Deep",null,null,40,"LF",{"v":0,"d":"$0.00"},{"v":0,"d":"$0.00"}]
["02500-C4-00700","27\" Pipe, RCP Class III, In Place Up to 6' Deep",null,null,150,"LF",{"v":0,"d":"$0.00"},{"v":0,"d":"$0.00"}]
["02500-C4-00710","27\" Pipe, RCP Class III, In Place 6' to 11' Deep",null,null,40,"LF",{"v":0,"d":"$0.00"},{"v":0,"d":"$0.00"}]
["02500-C4-00720","30\" Pipe, RCP Class III, In Place Up to 6' Deep",null,null,150,"LF",{"v":0,"d":"$0.00"},{"v":0,"d":"$0.00"}]
["02500-C4-00730","30\" Pipe, RCP Class III, In Place 6' to 12' Deep",null,null,40,"LF",{"v":0,"d":"$0.00"},{"v":0,"d":"$0.00"}]
["02500-C4-00740","33\" Pipe, RCP Class III, In Place Up to 6' Deep",null,null,75,"LF",{"v":0,"d":"$0.00"},{"v":0,"d":"$0.00"}]
["02500-C4-00750","33\" Pipe, RCP Class III, In Place 6' to 12' Deep",null,null,15,"LF",{"v":0,"d":"$0.00"},{"v":0,"d":"$0.00"}]
["02500-C4-00760","36\" Pipe, RCP Class III, In Place Up to 6' Deep",null,null,75,"LF",{"v":0,"d":"$0.00"},{"v":0,"d":"$0.00"}]
["02500-C4-00770","36\" Pipe, RCP Class III, In Place 6' to 13' Deep",null,null,15,"LF",{"v":0,"d":"$0.00"},{"v":0,"d":"$0.00"}]
["02500-C4-00780","42\" Pipe, RCP Class III, In Place Up to 6' Deep",null,null,75,"LF",{"v":0,"d":"$0.00"},{"v":0,"d":"$0.00"}]
["02500-C4-00790","42\" Pipe, RCP Class III, In Place 6' to 13' Deep",null,null,15,"LF",{"v":0,"d":"$0.00"},{"v":0,"d":"$0.00"}]
["02500-C4-00800","48\" Pipe, RCP Class III, In Place Up to 6' Deep",null,null,75,"LF",{"v":0,"d":"$0.00"},{"v":0,"d":"$0.00"}]
["02500-C4-00810","48\" Pipe, RCP Class III, In Place 6' to 13' Deep",null,null,15,"LF",{"v":0,"d":"$0.00"},{"v":0,"d":"$0.00"}]
["02500-C4-00811","54\" Pipe, RCP Class III, In Place Up to 6' Deep",null,null,75,"LF",{"v":0,"d":"$0.00"},{"v":0,"d":"$0.00"}]
["02500-C4-00812","54\" Pipe, RCP Class III, In Place  6' to 13' Deep",null,null,15,"LF",{"v":0,"d":"$0.00"},{"v":0,"d":"$0.00"}]
["02500-C4-00813","60\" Pipe, RCP Class III, In Place Up to 6' Deep",null,null,75,"LF",{"v":0,"d":"$0.00"},{"v":0,"d":"$0.00"}]
["02500-C4-00814","60\" Pipe, RCP Class III, In Place 6' to 13' Deep",null,null,15,"LF",{"v":0,"d":"$0.00"},{"v":0,"d":"$0.00"}]
["02500-C4-00815","66\" Pipe, RCP Class III, In Place Up to 6' Deep",null,null,75,"LF",{"v":0,"d":"$0.00"},{"v":0,"d":"$0.00"}]
["02500-C4-00816","66\" Pipe, RCP Class III, In Place  6' to 13' Deep",null,null,15,"LF",{"v":0,"d":"$0.00"},{"v":0,"d":"$0.00"}]
["02500-C4-00817","72\" Pipe, RCP Class III, In Place Up to 6' Deep",null,null,75,"LF",{"v":0,"d":"$0.00"},{"v":0,"d":"$0.00"}]
["02500-C4-00818","72\" Pipe, RCP Class III, In Place  6' to 13' Deep",null,null,15,"LF",{"v":0,"d":"$0.00"},{"v":0,"d":"$0.00"}]
["02500-C4-00820","15\" Pipe, RCP Class IV, In Place Up to 6' Deep",null,null,150,"LF",{"v":0,"d":"$0.00"},{"v":0,"d":"$0.00"}]
["02500-C4-00830","15\" Pipe, RCP Class IV, In Place 6' to 10' Deep",null,null,40,"LF",{"v":0,"d":"$0.00"},{"v":0,"d":"$0.00"}]
["02500-C4-00840","15\" Pipe, RCP Class IV, In Place > 10' Deep",null,null,40,"LF",{"v":0,"d":"$0.00"},{"v":0,"d":"$0.00"}]
["02500-C4-00850","18\" Pipe, RCP Class IV, In Place Up to 6' Deep",null,null,150,"LF",{"v":0,"d":"$0.00"},{"v":0,"d":"$0.00"}]
["02500-C4-00860","18\" Pipe, RCP Class IV, In Place 6' to 10' Deep",null,null,40,"LF",{"v":0,"d":"$0.00"},{"v":0,"d":"$0.00"}]
["02500-C4-00870","18\" Pipe, RCP Class IV, In Place > 10' Deep",null,null,40,"LF",{"v":0,"d":"$0.00"},{"v":0,"d":"$0.00"}]
["02500-C4-00880","21\" Pipe, RCP Class IV, In Place Up to 6' Deep",null,null,75,"LF",{"v":0,"d":"$0.00"},{"v":0,"d":"$0.00"}]
["02500-C4-00890","21\" Pipe, RCP Class IV, In Place 6' to 10' Deep",null,null,15,"LF",{"v":0,"d":"$0.00"},{"v":0,"d":"$0.00"}]
["02500-C4-00900","21\" Pipe, RCP Class IV, In Place > 10' Deep",null,null,15,"LF",{"v":0,"d":"$0.00"},{"v":0,"d":"$0.00"}]
["02500-C4-00910","24\" Pipe, RCP Class IV, In Place Up to 6' Deep",null,null,150,"LF",{"v":0,"d":"$0.00"},{"v":0,"d":"$0.00"}]
["02500-C4-00920","24\" Pipe, RCP Class IV, In Place 6' to 10' Deep",null,null,40,"LF",{"v":0,"d":"$0.00"},{"v":0,"d":"$0.00"}]
["02500-C4-00930","24\" Pipe, RCP Class IV, In Place > 10' Deep",null,null,40,"LF",{"v":0,"d":"$0.00"},{"v":0,"d":"$0.00"}]
["02500-C4-00940","30\" Pipe, RCP Class IV, In Place Up to 6' Deep",null,null,150,"LF",{"v":0,"d":"$0.00"},{"v":0,"d":"$0.00"}]
["02500-C4-00950","30\" Pipe, RCP Class IV, In Place 6' to 10' Deep",null,null,40,"LF",{"v":0,"d":"$0.00"},{"v":0,"d":"$0.00"}]
["02500-C4-00960","30\" Pipe, RCP Class IV, In Place > 10' Deep",null,null,40,"LF",{"v":0,"d":"$0.00"},{"v":0,"d":"$0.00"}]
["02500-C4-00970","33\" Pipe, RCP Class IV, In Place Up to 6' Deep",null,null,150,"LF",{"v":0,"d":"$0.00"},{"v":0,"d":"$0.00"}]
["02500-C4-00980","33\" Pipe, RCP Class IV, In Place 6' to 10' Deep",null,null,40,"LF",{"v":0,"d":"$0.00"},{"v":0,"d":"$0.00"}]
["02500-C4-00990","33\" Pipe, RCP Class IV, In Place > 10' Deep",null,null,40,"LF",{"v":0,"d":"$0.00"},{"v":0,"d":"$0.00"}]
["02500-C4-01000","36\" Pipe, RCP Class IV, In Place Up to 6' Deep",null,null,150,"LF",{"v":0,"d":"$0.00"},{"v":0,"d":"$0.00"}]
["02500-C4-01010","36\" Pipe, RCP Class IV, In Place 6' to 10' Deep",null,null,40,"LF",{"v":0,"d":"$0.00"},{"v":0,"d":"$0.00"}]
["02500-C4-01020","36\" Pipe, RCP Class IV, In Place > 10' Deep",null,null,40,"LF",{"v":0,"d":"$0.00"},{"v":0,"d":"$0.00"}]
["02500-C4-01030","42\" Pipe, RCP Class IV, In Place Up to 6' Deep",null,null,75,"LF",{"v":0,"d":"$0.00"},{"v":0,"d":"$0.00"}]
["02500-C4-01040","42\" Pipe, RCP Class IV, In Place 6' to 10' Deep",null,null,15,"LF",{"v":0,"d":"$0.00"},{"v":0,"d":"$0.00"}]
["02500-C4-01050","42\" Pipe, RCP Class IV, In Place > 10' Deep",null,null,15,"LF",{"v":0,"d":"$0.00"},{"v":0,"d":"$0.00"}]
["02500-C4-01060","48\" Pipe, RCP Class IV, In Place Up to 6' Deep",null,null,75,"LF",{"v":0,"d":"$0.00"},{"v":0,"d":"$0.00"}]
["02500-C4-01070","48\" Pipe, RCP Class IV, In Place 6' to 10' Deep",null,null,15,"LF",{"v":0,"d":"$0.00"},{"v":0,"d":"$0.00"}]
["02500-C4-01080","48\" Pipe, RCP Class IV, In Place > 10' Deep",null,null,15,"LF",{"v":0,"d":"$0.00"},{"v":0,"d":"$0.00"}]
["02550-C4-01811","54\" Pipe, RCP Class IV, In Place Up to 6' Deep",null,null,75,"LF",{"v":0,"d":"$0.00"},{"v":0,"d":"$0.00"}]
["02550-C4-01812","54\" Pipe, RCP Class IV, In Place 6' to 10' Deep",null,null,15,"LF",{"v":0,"d":"$0.00"},{"v":0,"d":"$0.00"}]
["02550-C4-01813","54\" Pipe, RCP Class IV, In Place > 10' Deep",null,null,15,"LF",{"v":0,"d":"$0.00"},{"v":0,"d":"$0.00"}]
["02550-C4-01814","60\" Pipe, RCP Class IV, In Place Up to 6' Deep",null,null,75,"LF",{"v":0,"d":"$0.00"},{"v":0,"d":"$0.00"}]
["02550-C4-01815","60\" Pipe, RCP Class IV, In Place 6' to 10' Deep",null,null,15,"LF",{"v":0,"d":"$0.00"},{"v":0,"d":"$0.00"}]
["02550-C4-01816","60\" Pipe, RCP Class IV, In Place > 10' Deep",null,null,15,"LF",{"v":0,"d":"$0.00"},{"v":0,"d":"$0.00"}]
["02550-C4-01817","66\" Pipe, RCP Class IV, In Place Up to 6' Deep",null,null,75,"LF",{"v":0,"d":"$0.00"},{"v":0,"d":"$0.00"}]
["02550-C4-01818","66\" Pipe, RCP Class IV, In Place 6' to 10' Deep",null,null,15,"LF",{"v":0,"d":"$0.00"},{"v":0,"d":"$0.00"}]
["02550-C4-01819","66\" Pipe, RCP Class IV, In Place > 10' Deep",null,null,15,"LF",{"$f":"C154*(0.8*E154)","v":{"v":0,"d":"$0.00"}},{"$f":"D154*(0.2*E154)","v":{"v":0,"d":"$0.00"}}]
["02550-C4-01820","72\" Pipe, RCP Class IV, In Place Up to 6' Deep",null,null,75,"LF",{"v":0,"d":"$0.00"},{"v":0,"d":"$0.00"}]
["02550-C4-01821","72\" Pipe, RCP Class IV, In Place 6' to 10' Deep",null,null,15,"LF",{"v":0,"d":"$0.00"},{"v":0,"d":"$0.00"}]
["02550-C4-01822","72\" Pipe, RCP Class IV, In Place > 10' Deep",null,null,15,"LF",{"v":0,"d":"$0.00"},{"v":0,"d":"$0.00"}]
["02500-C4-01090","18\" x 12\" Elliptical Pipe (15\" Equivalent), RCP Class III, In Place Up to 6' Deep",null,null,75,"LF",{"v":0,"d":"$0.00"},{"v":0,"d":"$0.00"}]
["02500-C4-01100","18\" x 12\" Elliptical Pipe (15\" Equivalent), RCP Class IV, In Place 6' to 10' Deep",null,null,75,"LF",{"v":0,"d":"$0.00"},{"v":0,"d":"$0.00"}]
["02500-C4-01110","23\" x 14\" Elliptical Pipe (18\" Equivalent), RCP Class III, In Place Up to 6' Deep",null,null,75,"LF",{"v":0,"d":"$0.00"},{"v":0,"d":"$0.00"}]
["02500-C4-01120","23\" x 14\" Elliptical Pipe (18\" Equivalent), RCP Class III, In Place 6' to 10' Deep",null,null,15,"LF",{"v":0,"d":"$0.00"},{"v":0,"d":"$0.00"}]
["02500-C4-01130","30\" x 19\" Elliptical Pipe (24\" Equivalent), RCP Class III, In Place Up to 6' Deep",null,null,75,"LF",{"v":0,"d":"$0.00"},{"v":0,"d":"$0.00"}]
["02500-C4-01140","30\" x 19\" Elliptical Pipe (24\" Equivalent), RCP Class III, In Place 6' to 10' Deep",null,null,15,"LF",{"v":0,"d":"$0.00"},{"v":0,"d":"$0.00"}]
["02500-C4-01150","38\" x 24\" Elliptical Pipe (30\" Equivalent), RCP Class III, In Place Up to 6' Deep",null,null,75,"LF",{"v":0,"d":"$0.00"},{"v":0,"d":"$0.00"}]
["02500-C4-01160","38\" x 24\" Elliptical Pipe (30\" Equivalent), RCP Class III, In Place 6' to 10' Deep",null,null,15,"LF",{"v":0,"d":"$0.00"},{"v":0,"d":"$0.00"}]
["02500-C4-01170","45\" x 29\" Elliptical Pipe (36\" Equivalent), RCP Class III, In Place Up to 6' Deep",null,null,75,"LF",{"v":0,"d":"$0.00"},{"v":0,"d":"$0.00"}]
["02500-C4-01180","45\" x 29\" Elliptical Pipe (36\" Equivalent), RCP Class III, In Place 6' to 10' Deep",null,null,15,"LF",{"v":0,"d":"$0.00"},{"v":0,"d":"$0.00"}]
["02500-C4-01181","53\" x 34\" Elliptical Pipe (42\" Equivalent), RCP Class III, In Place Up to 6' Deep",null,null,75,"LF",{"v":0,"d":"$0.00"},{"v":0,"d":"$0.00"}]
["02500-C4-01182","53\" x 34\" Elliptical Pipe (42\" Equivalent), RCP Class III, In Place > 6' Deep",null,null,15,"LF",{"v":0,"d":"$0.00"},{"v":0,"d":"$0.00"}]
["02500-C4-01183","60\" x 38\" Elliptical Pipe (48\" Equivalent), RCP Class III, In Place Up to 6' Deep",null,null,75,"LF",{"v":0,"d":"$0.00"},{"v":0,"d":"$0.00"}]
["02500-C4-01184","60\" x 38\" Elliptical Pipe (48\" Equivalent), RCP Class III, In Place > 6' Deep",null,null,15,"LF",{"v":0,"d":"$0.00"},{"v":0,"d":"$0.00"}]
["02500-C4-01185","68\" x 43\" Elliptical Pipe (54\" Equivalent), RCP Class III, In Place Up to 6' Deep",null,null,75,"LF",{"v":0,"d":"$0.00"},{"v":0,"d":"$0.00"}]
["02500-C4-01186","68\" x 43\" Elliptical Pipe (54\" Equivalent), RCP Class III, In Place > 6' Deep",null,null,15,"LF",{"v":0,"d":"$0.00"},{"v":0,"d":"$0.00"}]
["02500-C4-01187","76\" x 48\" Elliptical Pipe (60\" Equivalent), RCP Class III, In Place Up to 6' Deep",null,null,75,"LF",{"v":0,"d":"$0.00"},{"v":0,"d":"$0.00"}]
["02500-C4-01188","76\" x 48\" Elliptical Pipe (60\" Equivalent), RCP Class III, In Place > 6' Deep",null,null,15,"LF",{"v":0,"d":"$0.00"},{"v":0,"d":"$0.00"}]
["02500-C4-01190","12\" Pipe, HDPE, In Place Up to 6' Deep",null,null,75,"LF",{"v":0,"d":"$0.00"},{"v":0,"d":"$0.00"}]
["02500-C4-01200","12\" Pipe, HDPE, In Place > 6' Deep",null,null,75,"LF",{"v":0,"d":"$0.00"},{"v":0,"d":"$0.00"}]
["02500-C4-01210","14\" Pipe, HDPE, In Place Up to 6' Deep",null,null,75,"LF",{"v":0,"d":"$0.00"},{"v":0,"d":"$0.00"}]
["02500-C4-01220","14\" Pipe, HDPE, In Place > 6' Deep",null,null,75,"LF",{"v":0,"d":"$0.00"},{"v":0,"d":"$0.00"}]
["02500-C4-01230","16\" Pipe, HDPE, In Place Up to 6' Deep",null,null,75,"LF",{"v":0,"d":"$0.00"},{"v":0,"d":"$0.00"}]
["02500-C4-01240","16\" Pipe, HDPE, In Place > 6' Deep",null,null,75,"LF",{"v":0,"d":"$0.00"},{"v":0,"d":"$0.00"}]
["02500-C4-01250","18\" Pipe, HDPE, In Place Up to 6' Deep",null,null,75,"LF",{"v":0,"d":"$0.00"},{"v":0,"d":"$0.00"}]
["02500-C4-01260","18\" Pipe, HDPE, In Place > 6' Deep",null,null,75,"LF",{"v":0,"d":"$0.00"},{"v":0,"d":"$0.00"}]
["02500-C4-01270","20\" Pipe, HDPE, In Place Up to 6' Deep",null,null,75,"LF",{"v":0,"d":"$0.00"},{"v":0,"d":"$0.00"}]
["02500-C4-01280","20\" Pipe, HDPE, In Place > 6' Deep",null,null,75,"LF",{"v":0,"d":"$0.00"},{"v":0,"d":"$0.00"}]
["02500-C4-01290","24\" Pipe, HDPE, In Place Up to 6' Deep",null,null,75,"LF",{"v":0,"d":"$0.00"},{"v":0,"d":"$0.00"}]
["02500-C4-01300","24\" Pipe, HDPE, In Place > 6' Deep",null,null,75,"LF",{"v":0,"d":"$0.00"},{"v":0,"d":"$0.00"}]
["02550-C4-01900","26\" Pipe, HDPE, In Place Up to 6' Deep",null,null,75,"LF",{"v":0,"d":"$0.00"},{"v":0,"d":"$0.00"}]
["02550-C4-01901","26\" Pipe, HDPE, In Place > 6' Deep",null,null,75,"LF",{"v":0,"d":"$0.00"},{"v":0,"d":"$0.00"}]
["02550-C4-01902","28\" Pipe, HDPE, In Place Up to 6' Deep",null,null,75,"LF",{"v":0,"d":"$0.00"},{"v":0,"d":"$0.00"}]
["02550-C4-01903","28\" Pipe, HDPE, In Place > 6' Deep",null,null,75,"LF",{"v":0,"d":"$0.00"},{"v":0,"d":"$0.00"}]
["02550-C4-01904","30\" Pipe, HDPE, In Place Up to 6' Deep",null,null,75,"LF",{"v":0,"d":"$0.00"},{"v":0,"d":"$0.00"}]
["02550-C4-01905","30\" Pipe, HDPE, In Place > 6' Deep",null,null,75,"LF",{"v":0,"d":"$0.00"},{"v":0,"d":"$0.00"}]
["02550-C4-01906","32\" Pipe, HDPE, In Place Up to 6' Deep",null,null,75,"LF",{"v":0,"d":"$0.00"},{"v":0,"d":"$0.00"}]
["02550-C4-01907","32\" Pipe, HDPE, In Place > 6' Deep",null,null,75,"LF",{"v":0,"d":"$0.00"},{"v":0,"d":"$0.00"}]
["02550-C4-01908","36\" Pipe, HDPE, In Place Up to 6' Deep",null,null,75,"LF",{"v":0,"d":"$0.00"},{"v":0,"d":"$0.00"}]
["02550-C4-01909","36\" Pipe, HDPE, In Place > 6' Deep",null,null,75,"LF",{"v":0,"d":"$0.00"},{"v":0,"d":"$0.00"}]
["02550-C4-01910","42\" Pipe, HDPE, In Place Up to 6' Deep",null,null,75,"LF",{"v":0,"d":"$0.00"},{"v":0,"d":"$0.00"}]
["02550-C4-01911","42\" Pipe, HDPE, In Place > 6' Deep",null,null,75,"LF",{"v":0,"d":"$0.00"},{"v":0,"d":"$0.00"}]
["02550-C4-01912","48\" Pipe, HDPE, In Place Up to 6' Deep",null,null,75,"LF",{"v":0,"d":"$0.00"},{"v":0,"d":"$0.00"}]
["02550-C4-01913","48\" Pipe, HDPE, In Place > 6' Deep",null,null,75,"LF",{"v":0,"d":"$0.00"},{"v":0,"d":"$0.00"}]
["02550-C4-01914","60\" Pipe, HDPE, In Place Up to 6' Deep",null,null,75,"LF",{"v":0,"d":"$0.00"},{"v":0,"d":"$0.00"}]
["02550-C4-01915","60\" Pipe, HDPE, In Place > 6' Deep",null,null,75,"LF",{"v":0,"d":"$0.00"},{"v":0,"d":"$0.00"}]
["02550-C4-01302","4\" Pipe, DIP (Class 52), In Place Up to 6' Deep",null,null,50,"LF",{"v":0,"d":"$0.00"},{"v":0,"d":"$0.00"}]
["02550-C4-01303","4\" Pipe, DIP (Class 52), In Place > 6' Deep",null,null,50,"LF",{"v":0,"d":"$0.00"},{"v":0,"d":"$0.00"}]
["02550-C4-01304","6\" Pipe, DIP (Class 52), In Place Up to 6' Deep",null,null,50,"LF",{"v":0,"d":"$0.00"},{"v":0,"d":"$0.00"}]
["02550-C4-01305","6\" Pipe, DIP (Class 52), In Place  > 6' Deep",null,null,50,"LF",{"v":0,"d":"$0.00"},{"v":0,"d":"$0.00"}]
["02550-C4-01306","8\" Pipe, DIP (Class 52), In Place Up to 6' Deep",null,null,50,"LF",{"v":0,"d":"$0.00"},{"v":0,"d":"$0.00"}]
["02550-C4-01307","8\" Pipe, DIP (Class 52), In Place > 6' Deep",null,null,50,"LF",{"v":0,"d":"$0.00"},{"v":0,"d":"$0.00"}]
["02550-C4-01308","12\" Pipe, DIP (Class 52), In Place Up to 6' Deep",null,null,50,"LF",{"v":0,"d":"$0.00"},{"v":0,"d":"$0.00"}]
["02550-C4-01309","12\" Pipe, DIP (Class 52), In Place > 6' Deep",null,null,50,"LF",{"v":0,"d":"$0.00"},{"v":0,"d":"$0.00"}]
["02550-C4-01310","16\" Pipe, DIP (Class 52), In Place Up to 6' Deep",null,null,75,"LF",{"v":0,"d":"$0.00"},{"v":0,"d":"$0.00"}]
["02550-C4-01320","16\" Pipe, DIP (Class 52), In Place > 6' Deep",null,null,75,"LF",{"v":0,"d":"$0.00"},{"v":0,"d":"$0.00"}]
["02550-C4-01330","18\" Pipe, DIP (Class 52), In Place Up to 6' Deep",null,null,75,"LF",{"v":0,"d":"$0.00"},{"v":0,"d":"$0.00"}]
["02550-C4-01340","18\" Pipe, DIP (Class 52), In Place > 6' Deep",null,null,75,"LF",{"v":0,"d":"$0.00"},{"v":0,"d":"$0.00"}]
["02550-C4-01350","20\" Pipe, DIP (Class 52), In Place Up to 6' Deep",null,null,75,"LF",{"v":0,"d":"$0.00"},{"v":0,"d":"$0.00"}]
["02550-C4-01360","20\" Pipe, DIP (Class 52), In Place > 6' Deep",null,null,75,"LF",{"v":0,"d":"$0.00"},{"v":0,"d":"$0.00"}]
["02550-C4-01370","24\" Pipe, DIP (Class 52), In Place Up to 6' Deep",null,null,75,"LF",{"$f":"C218*(0.8*E218)","v":{"v":0,"d":"$0.00"}},{"$f":"D218*(0.2*E218)","v":{"v":0,"d":"$0.00"}}]
["02550-C4-01380","24\" Pipe, DIP (Class 52), In Place > 6' Deep",null,null,75,"LF",{"v":0,"d":"$0.00"},{"v":0,"d":"$0.00"}]
["02550-C4-01390","30\" Pipe, DIP (Class 52), In Place Up to 6' Deep",null,null,75,"LF",{"v":0,"d":"$0.00"},{"v":0,"d":"$0.00"}]
["02550-C4-01400","30\" Pipe, DIP (Class 52), In Place > 6' Deep",null,null,75,"LF",{"v":0,"d":"$0.00"},{"v":0,"d":"$0.00"}]
["02550-C4-01500","8\" Pipe, DIP (CLASS 56), In Place Up to 6' Deep",null,null,75,"LF",{"v":0,"d":"$0.00"},{"v":0,"d":"$0.00"}]
["02550-C4-01510","8\" Pipe, DIP (CLASS 56), In Place > 6' Deep",null,null,75,"LF",{"v":0,"d":"$0.00"},{"v":0,"d":"$0.00"}]
["02550-C4-01520","10\" Pipe, DIP (CLASS 56), In Place Up to 6' Deep",null,null,75,"LF",{"v":0,"d":"$0.00"},{"v":0,"d":"$0.00"}]
["02550-C4-01530","10\" Pipe, DIP (CLASS 56), In Place > 6' Deep",null,null,75,"LF",{"v":0,"d":"$0.00"},{"v":0,"d":"$0.00"}]
["02550-C4-01540","12\" Pipe, DIP (CLASS 56), In Place Up to 6' Deep",null,null,75,"LF",{"v":0,"d":"$0.00"},{"v":0,"d":"$0.00"}]
["02550-C4-01550","12\" Pipe, DIP (CLASS 56), In Place > 6' Deep",null,null,75,"LF",{"v":0,"d":"$0.00"},{"v":0,"d":"$0.00"}]
["02550-C4-01560","14\" Pipe, DIP (CLASS 56), In Place Up to 6' Deep",null,null,75,"LF",{"v":0,"d":"$0.00"},{"v":0,"d":"$0.00"}]
["02550-C4-01570","14\" Pipe, DIP (CLASS 56), In Place > 6' Deep",null,null,75,"LF",{"v":0,"d":"$0.00"},{"v":0,"d":"$0.00"}]
["02550-C4-01580","16\" Pipe, DIP (CLASS 56), In Place Up to 6' Deep",null,null,75,"LF",{"v":0,"d":"$0.00"},{"v":0,"d":"$0.00"}]
["02550-C4-01590","16\" Pipe, DIP (CLASS 56), In Place > 6' Deep",null,null,75,"LF",{"v":0,"d":"$0.00"},{"v":0,"d":"$0.00"}]
["02550-C4-01600","18\" Pipe, DIP (CLASS 56), In Place Up to 6' Deep",null,null,75,"LF",{"v":0,"d":"$0.00"},{"v":0,"d":"$0.00"}]
["02550-C4-01610","18\" Pipe, DIP (CLASS 56), In Place > 6' Deep",null,null,75,"LF",{"v":0,"d":"$0.00"},{"v":0,"d":"$0.00"}]
["02550-C4-01620","20\" Pipe, DIP (CLASS 56), In Place Up to 6' Deep",null,null,75,"LF",{"v":0,"d":"$0.00"},{"v":0,"d":"$0.00"}]
["02550-C4-01630","20\" Pipe, DIP (CLASS 56), In Place > 6' Deep",null,null,75,"LF",{"v":0,"d":"$0.00"},{"v":0,"d":"$0.00"}]
["02550-C4-01640","24\" Pipe, DIP (CLASS 56), In Place Up to 6' Deep",null,null,75,"LF",{"v":0,"d":"$0.00"},{"v":0,"d":"$0.00"}]
["02550-C4-01650","24\" Pipe, DIP (CLASS 56), In Place > 6' Deep",null,null,75,"LF",{"v":0,"d":"$0.00"},{"v":0,"d":"$0.00"}]
["02550-C4-01412","4\" Pipe, PVC ( Schedule 40 or SDR 35) in Place up to 6' Deep",null,null,50,"LF",{"v":0,"d":"$0.00"},{"v":0,"d":"$0.00"}]
["02550-C4-01411","6\" Pipe, PVC ( Schedule 40 or SDR 35) in Place up to 6' Deep",null,null,50,"LF",{"v":0,"d":"$0.00"},{"v":0,"d":"$0.00"}]
["02550-C4-01410","8\" Pipe, PVC ( Schedule 40 or SDR 35), In Place up to 6' Deep",null,null,50,"LF",{"v":0,"d":"$0.00"},{"v":0,"d":"$0.00"}]
["02500-C4-02000","15\" Polypropylene Pipe,In Place Up to 6' Deep",null,null,100,"LF",{"v":0,"d":"$0.00"},{"v":0,"d":"$0.00"}]
["02500-C4-02010","15\" Polypropylene Pipe,In Place 6' to 10' Deep",null,null,20,"LF",{"v":0,"d":"$0.00"},{"v":0,"d":"$0.00"}]
["02500-C4-02020","15\" Polypropylene Pipe,In Place >10' Deep",null,null,20,"LF",{"v":0,"d":"$0.00"},{"v":0,"d":"$0.00"}]
["02500-C4-02030","18\" Polypropylene Pipe,In Place Up to 6' Deep",null,null,100,"LF",{"v":0,"d":"$0.00"},{"v":0,"d":"$0.00"}]
["02500-C4-02040","18\" Polypropylene Pipe,In Place 6' to 10' Deep",null,null,20,"LF",{"v":0,"d":"$0.00"},{"v":0,"d":"$0.00"}]
["02500-C4-02050","18\" Polypropylene Pipe,In Place >10' Deep",null,null,20,"LF",{"v":0,"d":"$0.00"},{"v":0,"d":"$0.00"}]
["02500-C4-02060","24\" Polypropylene Pipe,In Place Up to 6' Deep",null,null,100,"LF",{"v":0,"d":"$0.00"},{"v":0,"d":"$0.00"}]
["02500-C4-02070","24\" Polypropylene Pipe,In Place 6' to 10' Deep",null,null,20,"LF",{"v":0,"d":"$0.00"},{"v":0,"d":"$0.00"}]
["02500-C4-02080","24\" Polypropylene Pipe,In Place >10' Deep",null,null,20,"LF",{"v":0,"d":"$0.00"},{"v":0,"d":"$0.00"}]
["02500-C4-02090","30\" Polypropylene Pipe,In Place Up to 6' Deep",null,null,100,"LF",{"v":0,"d":"$0.00"},{"v":0,"d":"$0.00"}]
["02500-C4-02100","30\" Polypropylene Pipe,In Place 6' to 10' Deep",null,null,20,"LF",{"v":0,"d":"$0.00"},{"v":0,"d":"$0.00"}]
["02500-C4-02110","30\" Polypropylene Pipe,In Place >10' Deep",null,null,20,"LF",{"v":0,"d":"$0.00"},{"v":0,"d":"$0.00"}]
["02500-C4-02120","36\" Polypropylene Pipe,In Place Up to 6' Deep",null,null,100,"LF",{"v":0,"d":"$0.00"},{"v":0,"d":"$0.00"}]
["02500-C4-02130","36\" Polypropylene Pipe,In Place 6' to 10' Deep",null,null,20,"LF",{"v":0,"d":"$0.00"},{"v":0,"d":"$0.00"}]
["02500-C4-02140","36\" Polypropylene Pipe,In Place >10' Deep",null,null,20,"LF",{"v":0,"d":"$0.00"},{"v":0,"d":"$0.00"}]
["02500-C4-02150","42\" Polypropylene Pipe,In Place Up to 6' Deep",null,null,100,"LF",{"v":0,"d":"$0.00"},{"v":0,"d":"$0.00"}]
["02500-C4-02160","42\" Polypropylene Pipe,In Place 6' to 10' Deep",null,null,20,"LF",{"v":0,"d":"$0.00"},{"v":0,"d":"$0.00"}]
["02500-C4-02170","42\" Polypropylene Pipe,In Place >10' Deep",null,null,20,"LF",{"v":0,"d":"$0.00"},{"v":0,"d":"$0.00"}]
["02500-C4-02180","48\" Polypropylene Pipe,In Place Up to 6' Deep",null,null,100,"LF",{"v":0,"d":"$0.00"},{"v":0,"d":"$0.00"}]
["02500-C4-02190","48\" Polypropylene Pipe,In Place 6' to 10' Deep",null,null,20,"LF",{"v":0,"d":"$0.00"},{"v":0,"d":"$0.00"}]
["02500-C4-02200","48\" Polypropylene Pipe,In Place >10' Deep",null,null,20,"LF",{"v":0,"d":"$0.00"},{"v":0,"d":"$0.00"}]
["02500-C4-02210","60\" Polypropylene Pipe,In Place Up to 6' Deep",null,null,100,"LF",{"v":0,"d":"$0.00"},{"v":0,"d":"$0.00"}]
["02500-C4-02220","60\" Polypropylene Pipe,In Place 6' to 10' Deep",null,null,20,"LF",{"v":0,"d":"$0.00"},{"v":0,"d":"$0.00"}]
["02500-C4-02230","60\" Polypropylene Pipe,In Place >10' Deep",null,null,20,"LF",{"v":0,"d":"$0.00"},{"v":0,"d":"$0.00"}]
["02500-C4-03220","4'x4' single box culvert (Fills to 25')- VDOT Road and Bridge Standards - Section 1000",null,null,20,"LF",{"v":0,"d":"$0.00"},{"v":0,"d":"$0.00"}]
["02500-C4-03230","5'x5' single box culvert (Fills to 25')- VDOT Road and Bridge Standards - Section 1000",null,null,20,"LF",{"v":0,"d":"$0.00"},{"v":0,"d":"$0.00"}]
["02500-C4-03240","6'x6' single box culvert (Fills to 25')- VDOT Road and Bridge Standards - Section 1000",null,null,18,"LF",{"v":0,"d":"$0.00"},{"v":0,"d":"$0.00"}]
["02500-C4-03250","8'x8' single box culvert (Fills to 25')- VDOT Road and Bridge Standards - Section 1000",null,null,16,"LF",{"v":0,"d":"$0.00"},{"v":0,"d":"$0.00"}]
["02500-C4-03260","10'x10' single box culvert (Fills to 25')- VDOT Road and Bridge Standards - Section 1000",null,null,10,"LF",{"v":0,"d":"$0.00"},{"v":0,"d":"$0.00"}]
["02500-C4-03270","12'x6' single box culvert (Fills to 25')- VDOT Road and Bridge Standards - Section 1000",null,null,12,"LF",{"v":0,"d":"$0.00"},{"v":0,"d":"$0.00"}]
["02500-C4-03280","12'x8' single box culvert (Fills to 25')- VDOT Road and Bridge Standards - Section 1000",null,null,12,"LF",{"v":0,"d":"$0.00"},{"v":0,"d":"$0.00"}]
["02500-C4-03290","12'x10' single box culvert (Fills to 25')- VDOT Road and Bridge Standards - Section 1000",null,null,12,"LF",{"v":0,"d":"$0.00"},{"v":0,"d":"$0.00"}]
["02500-C4-03300","12'x12' single box culvert (Fills to 25')- VDOT Road and Bridge Standards - Section 1000",null,null,12,"LF",{"v":0,"d":"$0.00"},{"v":0,"d":"$0.00"}]
["02500-C4-03310","4'x4' double box culvert (Fills to 25')- VDOT Road and Bridge Standards - Section 1000",null,null,12,"LF",{"v":0,"d":"$0.00"},{"v":0,"d":"$0.00"}]
["02500-C4-03320","5'x5' double box culvert (Fills to 25')- VDOT Road and Bridge Standards - Section 1000",null,null,15,"LF",{"v":0,"d":"$0.00"},{"v":0,"d":"$0.00"}]
["02500-C4-03330","6'x6' double box culvert (Fills to 25')- VDOT Road and Bridge Standards - Section 1000",null,null,18,"LF",{"v":0,"d":"$0.00"},{"v":0,"d":"$0.00"}]
["02500-C4-03340","8'x8' double box culvert (Fills to 25')- VDOT Road and Bridge Standards - Section 1000",null,null,16,"LF",{"v":0,"d":"$0.00"},{"v":0,"d":"$0.00"}]
["02500-C4-03350","10'x10' double box culvert (Fills to 25')- VDOT Road and Bridge Standards - Section 1000",null,null,10,"LF",{"v":0,"d":"$0.00"},{"v":0,"d":"$0.00"}]
["02500-C4-03360","4'x4' triple box culvert (Fills to 25')- VDOT Road and Bridge Standards - Section 1000",null,null,12,"LF",{"v":0,"d":"$0.00"},{"v":0,"d":"$0.00"}]
["02500-C4-03370","5'x5' triple box culvert (Fills to 25')- VDOT Road and Bridge Standards - Section 1000",null,null,15,"LF",{"v":0,"d":"$0.00"},{"v":0,"d":"$0.00"}]
["02500-C4-03380","6'x6' triple box culvert (Fills to 25')- VDOT Road and Bridge Standards - Section 1000",null,null,18,"LF",{"v":0,"d":"$0.00"},{"v":0,"d":"$0.00"}]
["02500-C4-03390","8'x8' triple box culvert (Fills to 25')- VDOT Road and Bridge Standards - Section 1000",null,null,16,"LF",{"$f":"C282*(0.8*E282)","v":{"v":0,"d":"$0.00"}},{"$f":"D282*(0.2*E282)","v":{"v":0,"d":"$0.00"}}]
["02500-C4-03400","10'x10' triple box culvert (Fills to 25')- VDOT Road and Bridge Standards - Section 1000",null,null,10,"LF",{"v":0,"d":"$0.00"},{"v":0,"d":"$0.00"}]
["02505-C4-01420","Underdrain, Standard VDOT UD-1",null,null,50,"LF",{"v":0,"d":"$0.00"},{"v":0,"d":"$0.00"}]
["02505-C4-01430","Underdrain, Standard VDOT UD-2",null,null,50,"LF",{"v":0,"d":"$0.00"},{"v":0,"d":"$0.00"}]
["02505-C4-01440","Underdrain, Standard VDOT UD-4",null,null,50,"LF",{"v":0,"d":"$0.00"},{"v":0,"d":"$0.00"}]
["02505-C4-01450","Combined Underdrain CD-1",null,null,50,"LF",{"v":0,"d":"$0.00"},{"v":0,"d":"$0.00"}]
["02505-C4-01460","Combined Underdrain CD-2",null,null,50,"LF",{"v":0,"d":"$0.00"},{"v":0,"d":"$0.00"}]
["02500-C4-03500","Cleaning with Video inspection, 4\" to 24\"  Existing Storm/Sanitary, Pipes and Manholes",null,null,1500,"LF",{"v":0,"d":"$0.00"},{"v":0,"d":"$0.00"}]
["02500-C4-03501","Cleaning with Video inspection, 24\" to 48\" Existing Storm/Sanitary, Pipes and Manholes",null,null,1500,"LF",{"v":0,"d":"$0.00"},{"v":0,"d":"$0.00"}]
["02505-C4-01480","Abandon storm pipe in place Including capping all open ends and completely filling sewer with flowable fill (All material types, sizes and depths)",null,null,450,"LF",{"v":0,"d":"$0.00"},{"v":0,"d":"$0.00"}]
["02500-C4-00010","Storm Manhole MH-1 (Arlington County Detail D-3.0), In Place Up to 8' Deep",null,null,150,"EA",{"v":0,"d":"$0.00"},{"v":0,"d":"$0.00"}]
["02500-C4-00020","Storm Manhole PH-1 (Arlington County Detail D-3.1), In Place Up to 8' Deep",null,null,15,"EA",{"v":0,"d":"$0.00"},{"v":0,"d":"$0.00"}]
["02500-C4-00030","Storm Manhole MH-2 (Arlington County Detail D-3.3), In Place Up to 8' Deep",null,null,15,"EA",{"v":0,"d":"$0.00"},{"v":0,"d":"$0.00"}]
["02500-C4-00040","Storm Manhole MH-3 (Arlington County Detail D-3.4), In Place Up to 8' Deep",null,null,15,"EA",{"v":0,"d":"$0.00"},{"v":0,"d":"$0.00"}]
["02500-C4-00050","Storm Manhole MH-4 (Arlington County Detail D-3.5), In Place Up to 8' Deep",null,null,15,"EA",{"v":0,"d":"$0.00"},{"v":0,"d":"$0.00"}]
["02500-C4-00060","Storm Manhole (VDOT MH-1, MH1-A), In Place Up to 8' Deep",null,null,15,"EA",{"v":0,"d":"$0.00"},{"v":0,"d":"$0.00"}]
["02500-C4-00070","Storm Manhole (VDOT MH-2), In Place Up to 8' Deep",null,null,15,"EA",{"v":0,"d":"$0.00"},{"v":0,"d":"$0.00"}]
["02505-C4-00080","CB-2 (Arlington County Standards), In Place Up to 6' Deep",null,null,45,"EA",{"v":0,"d":"$0.00"},{"v":0,"d":"$0.00"}]
["02505-C4-00100","CB-2A or CB-2B (throat lengths from 8'-6\" up to 16'-0\"),  In Place Up to 6' Deep, Arlington County Standards.",null,null,60,"EA",{"v":0,"d":"$0.00"},{"v":0,"d":"$0.00"}]
["02505-C4-00140","CB-4, In Place Up to 6' Deep, Arlington County Standards",null,null,8,"EA",{"v":0,"d":"$0.00"},{"v":0,"d":"$0.00"}]
["02505-C4-00120","PCB-2, In Place Up to 6' Deep, Arlington County Standards",null,null,8,"EA",{"v":0,"d":"$0.00"},{"v":0,"d":"$0.00"}]
["02505-C4-00160","Curb Drop Inlet, Standard VDOT DI-1 (12\" to 24\" Pipe), In Place Up to 10' Deep",null,null,8,"EA",{"v":0,"d":"$0.00"},{"v":0,"d":"$0.00"}]
["02505-C4-00170","Curb Drop Inlet, Standard VDOT DI-2A (12\" to 24\" Pipe), In Place Up to 9' Deep",null,null,8,"EA",{"v":0,"d":"$0.00"},{"v":0,"d":"$0.00"}]
["02505-C4-00180","Curb Drop Inlet, Standard VDOT DI-2B (12\" to 24\" Pipe), In Place Up to 9' Deep, Inlet Throat Length 4' to 20'",null,null,8,"EA",{"v":0,"d":"$0.00"},{"v":0,"d":"$0.00"}]
["02505-C4-00190","Curb Drop Inlet, Standard VDOT DI-2C (12\" to 24\" Pipe), In Place Up to 9' Deep, Inlet Throat Length 6' to 20'",null,null,8,"EA",{"v":0,"d":"$0.00"},{"v":0,"d":"$0.00"}]
["02505-C4-00200","Curb Drop Inlet, Standard VDOT DI-2D (30\" to 48\" Pipe), In Place Up to 9' Deep",null,null,8,"EA",{"v":0,"d":"$0.00"},{"v":0,"d":"$0.00"}]
["02505-C4-00210","Curb Drop Inlet, Standard VDOT DI-2E (30\" to 48\" Pipe), In Place Up to 9' Deep, Inlet Throat Length 6' to 20'",null,null,8,"EA",{"v":0,"d":"$0.00"},{"v":0,"d":"$0.00"}]
["02505-C4-00220","Curb Drop Inlet, Standard VDOT DI-2F (30\" to 48\" Pipe), In Place Up to 9' Deep, Inlet Throat Length 6' to 20'",null,null,8,"EA",{"v":0,"d":"$0.00"},{"v":0,"d":"$0.00"}]
["02505-C4-00230","Curb Drop Inlet, Standard VDOT DI-3A (12\" to 30\" Pipe), In Place Up to 8' Deep",null,null,8,"EA",{"v":0,"d":"$0.00"},{"v":0,"d":"$0.00"}]
["02505-C4-00250","Curb Drop Inlet, Standard VDOT DI-3B (12\" to 30\" Pipe), In Place Up to 8' Deep, Inlet Throat Length 4' to 20'",null,null,8,"EA",{"v":0,"d":"$0.00"},{"v":0,"d":"$0.00"}]
["02505-C4-00270","Curb Drop Inlet, Standard VDOT DI-3C (12\" to 30\" Pipe), In Place Up to 8' Deep, Inlet Throat Length 6' to 20'",null,null,8,"EA",{"v":0,"d":"$0.00"},{"v":0,"d":"$0.00"}]
["02505-C4-00290","Curb Drop Inlet, Standard (with Utility Space) VDOT DI-3D (12\" to 30\" Pipe), In Place Up to 8' Deep",null,null,8,"EA",{"v":0,"d":"$0.00"},{"v":0,"d":"$0.00"}]
["02505-C4-00300","Curb Drop Inlet, Standard (with Utility Space) VDOT DI-3E (12\" to 30\" Pipe), In Place Up to 8' Deep, Inlet Throat Length 4' to 20'",null,null,8,"EA",{"v":0,"d":"$0.00"},{"v":0,"d":"$0.00"}]
["02505-C4-00310","Curb Drop Inlet, Standard (with Utility Space) VDOT DI-3F (12\" to 30\" Pipe), In Place Up to 8' Deep, Inlet Throat Length 6' to 20'",null,null,8,"EA",{"v":0,"d":"$0.00"},{"v":0,"d":"$0.00"}]
["02505-C4-00320","Curb Drop Inlet, Standard VDOT DI-4A (36\" to 48\" Pipe), In Place Up to 8' Deep",null,null,8,"EA",{"v":0,"d":"$0.00"},{"v":0,"d":"$0.00"}]
["02505-C4-00330","Curb Drop Inlet, Standard VDOT DI-4B (36\" to 48\" Pipe), In Place Up to 8' Deep, Inlet Throat Length 6' to 20'",null,null,8,"EA",{"v":0,"d":"$0.00"},{"v":0,"d":"$0.00"}]
["02505-C4-00340","Curb Drop Inlet, Standard VDOT DI-4C (36\" to 48\" Pipe), In Place Up to 8' Deep, Inlet Throat Length 8' to 20'",null,null,8,"EA",{"v":0,"d":"$0.00"},{"v":0,"d":"$0.00"}]
["02505-C4-00350","Curb Drop Inlet, Standard (with Utility Space) VDOT DI-4D (36\" to 48\" Pipe), In Place Up to 8' Deep",null,null,8,"EA",{"v":0,"d":"$0.00"},{"v":0,"d":"$0.00"}]
["02505-C4-00360","Curb Drop Inlet, Standard (with Utility Space) VDOT DI-4E (36\" to 48\" Pipe), In Place Up to 8' Deep, Inlet Throat Length 6' to 20'",null,null,8,"EA",{"v":0,"d":"$0.00"},{"v":0,"d":"$0.00"}]
["02505-C4-00370","Curb Drop Inlet, Standard (with Utility Space) VDOT DI-4F (36\" to 48\" Pipe), In Place Up to 8' Deep, Inlet Throat Length 8' to 20'",null,null,8,"EA",{"v":0,"d":"$0.00"},{"v":0,"d":"$0.00"}]
["02505-C4-00420","Standard Ditch Drop Inlet, VDOT DI-5 (12\" to 42\" Pipe), All Depths",null,null,8,"EA",{"v":0,"d":"$0.00"},{"v":0,"d":"$0.00"}]
["02505-C4-00425","Grate Inlet, Standard VDOT DI-7 (12\" to 42\" Pipe), All Depths",null,null,8,"EA",{"v":0,"d":"$0.00"},{"v":0,"d":"$0.00"}]
["02505-C4-00380","Yard Inlet (Arlington County Detail D-1.10), In Place Up to 6' Deep",null,null,8,"EA",{"v":0,"d":"$0.00"},{"v":0,"d":"$0.00"}]
["02505-C4-00400","Yard Inlet Pre-Cast (Arlington County Detail D-1.11), In Place Up to 6' Deep",null,null,8,"EA",{"v":0,"d":"$0.00"},{"v":0,"d":"$0.00"}]
["02505-C4-00430","Grate Inlet Non-roadway Shallow (Arlington County Detail D-1.9), In Place",null,null,8,"EA",{"v":0,"d":"$0.00"},{"v":0,"d":"$0.00"}]
["02500-C4-00460","Storm Manhole Frame and Cover, Remove & Replace",null,null,8,"EA",{"v":0,"d":"$0.00"},{"v":0,"d":"$0.00"}]
["02505-C4-00470","Catch Basin Structure Top, Remove & Replace",null,null,8,"EA",{"v":0,"d":"$0.00"},{"v":0,"d":"$0.00"}]
["02505-C4-00480","Drop Inlet Structure Top, Remove & Replace",null,null,8,"EA",{"v":0,"d":"$0.00"},{"v":0,"d":"$0.00"}]
["02505-C4-00520","Convert Catch Basin to Manhole",null,null,15,"EA",{"v":0,"d":"$0.00"},{"v":0,"d":"$0.00"}]
["02505-C4-00530","Convert Grate Inlet to Catch Basin",null,null,8,"EA",{"v":0,"d":"$0.00"},{"v":0,"d":"$0.00"}]
["02505-C4-00600","Storm Manhole, Catch Basin, Drop Inlet, Yard Inlet, or Grate Inlet, Remove",null,null,15,"EA",{"v":0,"d":"$0.00"},{"v":0,"d":"$0.00"}]
["02505-C4-00610","Storm Manhole, Catch Basin, Drop Inlet, Yard Inlet, or Grate Inlet, Abandon.",null,null,15,"EA",{"v":0,"d":"$0.00"},{"v":0,"d":"$0.00"}]
["02500-C4-03410","Standard wing for 4' high box culvert ( 1 side only)- VDOT Road and Bridge Standards - Section 1000",null,null,5,"EA",{"v":0,"d":"$0.00"},{"v":0,"d":"$0.00"}]
["02500-C4-03420","Standard wing for 5' high box culvert ( 1 side only)- VDOT Road and Bridge Standards - Section 1000",null,null,5,"EA",{"v":0,"d":"$0.00"},{"v":0,"d":"$0.00"}]
["02500-C4-03430","Standard wing for 6' high box culvert ( 1 side only)- VDOT Road and Bridge Standards - Section 1000",null,null,5,"EA",{"v":0,"d":"$0.00"},{"v":0,"d":"$0.00"}]
["02500-C4-03440","Standard wing for 8' high box culvert ( 1 side only)- VDOT Road and Bridge Standards - Section 1000",null,null,5,"EA",{"v":0,"d":"$0.00"},{"v":0,"d":"$0.00"}]
["02500-C4-03450","Standard wing for 10' high box culvert ( 1 side only)- VDOT Road and Bridge Standards - Section 1000",null,null,5,"EA",{"v":0,"d":"$0.00"},{"v":0,"d":"$0.00"}]
["02500-C4-03460","Standard wing for 12'x6' box culvert - VDOT Road and Bridge Standards - Section 1000",null,null,5,"EA",{"v":0,"d":"$0.00"},{"v":0,"d":"$0.00"}]
["02500-C4-03470","Standard wing for 12'x8' box culvert - VDOT Road and Bridge Standards - Section 1000",null,null,5,"EA",{"v":0,"d":"$0.00"},{"v":0,"d":"$0.00"}]
["02500-C4-03480","Standard wing for 12'x10' box culvert - VDOT Road and Bridge Standards - Section 1000",null,null,5,"EA",{"v":0,"d":"$0.00"},{"v":0,"d":"$0.00"}]
["02500-C4-03490","Standard wing for 12'x12' box culvert - VDOT Road and Bridge Standards - Section 1000",null,null,5,"EA",{"v":0,"d":"$0.00"},{"v":0,"d":"$0.00"}]
["02500-C4-02300","Standard Endwall for pipe culverts 15\" circular (VDOT standard EW-1)",null,null,5,"EA",{"v":0,"d":"$0.00"},{"v":0,"d":"$0.00"}]
["02500-C4-02310","Standard Endwall for pipe culverts 18\" circular (VDOT standard EW-1)",null,null,5,"EA",{"v":0,"d":"$0.00"},{"v":0,"d":"$0.00"}]
["02500-C4-02320","Standard Endwall for pipe culverts 24\" circular (VDOT standard EW-1)",null,null,5,"EA",{"v":0,"d":"$0.00"},{"v":0,"d":"$0.00"}]
["02500-C4-02330","Standard Endwall for pipe culverts 30\" circular (VDOT standard EW-1)",null,null,5,"EA",{"$f":"C346*(0.8*E346)","v":{"v":0,"d":"$0.00"}},{"$f":"D346*(0.2*E346)","v":{"v":0,"d":"$0.00"}}]
["02500-C4-02340","Standard Endwall for pipe culverts 36\" circular (VDOT standard EW-1)",null,null,5,"EA",{"v":0,"d":"$0.00"},{"v":0,"d":"$0.00"}]
["02500-C4-02500","Standard Endwall for pipe culverts 42\" circular (VDOT standard EW-2)",null,null,5,"EA",{"v":0,"d":"$0.00"},{"v":0,"d":"$0.00"}]
["02500-C4-02510","Standard Endwall for pipe culverts 48\" circular (VDOT standard EW-2)",null,null,5,"EA",{"v":0,"d":"$0.00"},{"v":0,"d":"$0.00"}]
["02500-C4-02520","Standard Endwall for pipe culverts 54\" circular (VDOT standard EW-2)",null,null,5,"EA",{"v":0,"d":"$0.00"},{"v":0,"d":"$0.00"}]
["02500-C4-02530","Standard Endwall for pipe culverts 60\" circular (VDOT standard EW-2)",null,null,5,"EA",{"v":0,"d":"$0.00"},{"v":0,"d":"$0.00"}]
["02500-C4-02540","Standard Endwall for pipe culverts 72\" circular (VDOT standard EW-2)",null,null,5,"EA",{"v":0,"d":"$0.00"},{"v":0,"d":"$0.00"}]
["02500-C4-02550","Standard Endwall for pipe culverts 84\" circular (VDOT standard EW-2)",null,null,5,"EA",{"v":0,"d":"$0.00"},{"v":0,"d":"$0.00"}]
["02500-C4-02350","Precast Endwall for pipe culverts 15\" circular (VDOT standard EW-1PC)",null,null,5,"EA",{"v":0,"d":"$0.00"},{"v":0,"d":"$0.00"}]
["02500-C4-02360","Precast Endwall for pipe culverts 18\" circular (VDOT standard EW-1PC)",null,null,5,"EA",{"v":0,"d":"$0.00"},{"v":0,"d":"$0.00"}]
["02500-C4-02370","Precast Endwall for pipe culverts 24\" circular (VDOT standard EW-1PC)",null,null,5,"EA",{"v":0,"d":"$0.00"},{"v":0,"d":"$0.00"}]
["02500-C4-02380","Precast Endwall for pipe culverts 30\" circular (VDOT standard EW-1PC)",null,null,5,"EA",{"v":0,"d":"$0.00"},{"v":0,"d":"$0.00"}]
["02500-C4-02390","Precast Endwall for pipe culverts 36\" circular (VDOT standard EW-1PC)",null,null,5,"EA",{"v":0,"d":"$0.00"},{"v":0,"d":"$0.00"}]
["02500-C4-02560","Precast Endwall for pipe culverts 42\" circular (VDOT standard EW-2PC)",null,null,5,"EA",{"v":0,"d":"$0.00"},{"v":0,"d":"$0.00"}]
["02500-C4-02570","Precast Endwall for pipe culverts 48\" circular (VDOT standard EW-2PC)",null,null,5,"EA",{"v":0,"d":"$0.00"},{"v":0,"d":"$0.00"}]
["02500-C4-02580","Precast Endwall for pipe culverts 54\" circular (VDOT standard EW-2PC)",null,null,5,"EA",{"v":0,"d":"$0.00"},{"v":0,"d":"$0.00"}]
["02500-C4-02590","Precast Endwall for pipe culverts 60\" circular (VDOT standard EW-2PC)",null,null,5,"EA",{"v":0,"d":"$0.00"},{"v":0,"d":"$0.00"}]
["02500-C4-02600","Precast Endwall for pipe culverts 72\" circular (VDOT standard EW-2PC)",null,null,5,"EA",{"v":0,"d":"$0.00"},{"v":0,"d":"$0.00"}]
["02500-C4-02610","Precast Endwall for pipe culverts 84\" circular (VDOT standard EW-2PC)",null,null,5,"EA",{"v":0,"d":"$0.00"},{"v":0,"d":"$0.00"}]
["02500-C4-02400","Standard Endwall for pipe culverts 23\"x14\" (18\" circular equivalent) elliptical pipe (VDOT standard EW-2A)",null,null,5,"EA",{"v":0,"d":"$0.00"},{"v":0,"d":"$0.00"}]
["02500-C4-02410","Standard Endwall for pipe culverts 30\"x19\" (24\" circular equivalent) elliptical pipe (VDOT standard EW-2A)",null,null,5,"EA",{"v":0,"d":"$0.00"},{"v":0,"d":"$0.00"}]
["02500-C4-02420","Standard Endwall for pipe culverts 38\"x24\" (30\" circular equivalent) elliptical pipe (VDOT standard EW-2A)",null,null,5,"EA",{"v":0,"d":"$0.00"},{"v":0,"d":"$0.00"}]
["02500-C4-02430","Standard Endwall for pipe culverts 45\"x29\" (36\" circular equivalent) elliptical pipe (VDOT standard EW-2A)",null,null,5,"EA",{"v":0,"d":"$0.00"},{"v":0,"d":"$0.00"}]
["02500-C4-02440","Standard Endwall for pipe culverts 53\"x34\" (42\" circular equivalent) elliptical pipe (VDOT standard EW-2A)",null,null,5,"EA",{"v":0,"d":"$0.00"},{"v":0,"d":"$0.00"}]
["02500-C4-02620","Standard Endwall for pipe culverts 60\"x38\" (48\" circular equivalent) elliptical pipe (VDOT standard EW-2A)",null,null,5,"EA",{"v":0,"d":"$0.00"},{"v":0,"d":"$0.00"}]
["02500-C4-02450","Precast Endwall for pipe culverts 23\"x14\" (18\" circular equivalent) elliptical pipe (VDOT standard EW-2APC)",null,null,5,"EA",{"v":0,"d":"$0.00"},{"v":0,"d":"$0.00"}]
["02500-C4-02460","Precast Endwall for pipe culverts 30\"x19\" (24\" circular equivalent) elliptical pipe (VDOT standard EW-2APC)",null,null,5,"EA",{"v":0,"d":"$0.00"},{"v":0,"d":"$0.00"}]
["02500-C4-02470","Precast Endwall for pipe culverts 38\"x24\" (30\" circular equivalent) elliptical pipe (VDOT standard EW-2APC)",null,null,5,"EA",{"v":0,"d":"$0.00"},{"v":0,"d":"$0.00"}]
["02500-C4-02480","Precast Endwall for pipe culverts 45\"x29\" (36\" circular equivalent) elliptical pipe (VDOT standard EW-2APC)",null,null,5,"EA",{"v":0,"d":"$0.00"},{"v":0,"d":"$0.00"}]
["02500-C4-02490","Precast Endwall for pipe culverts 53\"x34\" (42\" circular equivalent) elliptical pipe (VDOT standard EW-2APC)",null,null,5,"EA",{"v":0,"d":"$0.00"},{"v":0,"d":"$0.00"}]
["02500-C4-02630","Precast Endwall for pipe culverts 60\"x38\" (48\" circular equivalent) elliptical pipe (VDOT standard EW-2APC)",null,null,5,"EA",{"v":0,"d":"$0.00"},{"v":0,"d":"$0.00"}]
["02500-C4-02640","Flared end-section for 12\" concrete pipe culvert (VDOT standard ES-1)",null,null,5,"EA",{"v":0,"d":"$0.00"},{"v":0,"d":"$0.00"}]
["02500-C4-02650","Flared end-section for 15\" concrete pipe culvert (VDOT standard ES-1)",null,null,5,"EA",{"v":0,"d":"$0.00"},{"v":0,"d":"$0.00"}]
["02500-C4-02660","Flared end-section for 18\" concrete pipe culvert (VDOT standard ES-1)",null,null,5,"EA",{"v":0,"d":"$0.00"},{"v":0,"d":"$0.00"}]
["02500-C4-02670","Flared end-section for 21\" concrete pipe culvert (VDOT standard ES-1)",null,null,5,"EA",{"v":0,"d":"$0.00"},{"v":0,"d":"$0.00"}]
["02500-C4-02680","Flared end-section for 24\" concrete pipe culvert (VDOT standard ES-1)",null,null,5,"EA",{"v":0,"d":"$0.00"},{"v":0,"d":"$0.00"}]
["02500-C4-02690","Flared end-section for 27\" concrete pipe culvert (VDOT standard ES-1)",null,null,5,"EA",{"v":0,"d":"$0.00"},{"v":0,"d":"$0.00"}]
["02500-C4-02700","Flared end-section for 30\" concrete pipe culvert (VDOT standard ES-1)",null,null,5,"EA",{"v":0,"d":"$0.00"},{"v":0,"d":"$0.00"}]
["02500-C4-02710","Flared end-section for 36\" concrete pipe culvert (VDOT standard ES-1)",null,null,5,"EA",{"v":0,"d":"$0.00"},{"v":0,"d":"$0.00"}]
["02500-C4-02720","Flared end-section for 42\" concrete pipe culvert (VDOT standard ES-1)",null,null,5,"EA",{"v":0,"d":"$0.00"},{"v":0,"d":"$0.00"}]
["02500-C4-02730","Flared end-section for 48\" concrete pipe culvert (VDOT standard ES-1)",null,null,5,"EA",{"v":0,"d":"$0.00"},{"v":0,"d":"$0.00"}]
["02500-C4-02740","Flared end-section for 54\" concrete pipe culvert (VDOT standard ES-1)",null,null,5,"EA",{"v":0,"d":"$0.00"},{"v":0,"d":"$0.00"}]
["02500-C4-02750","Flared end-section for 60\" concrete pipe culvert (VDOT standard ES-1)",null,null,5,"EA",{"v":0,"d":"$0.00"},{"v":0,"d":"$0.00"}]
["02500-C4-02760","Flared end-section for 23\"x14\" elliptical concrete pipe culvert (VDOT standard ES-1A)",null,null,3,"EA",{"v":0,"d":"$0.00"},{"v":0,"d":"$0.00"}]
["02500-C4-02770","Flared end-section for 30\"x19\" elliptical concrete pipe culvert (VDOT standard ES-1A)",null,null,3,"EA",{"v":0,"d":"$0.00"},{"v":0,"d":"$0.00"}]
["02500-C4-02780","Flared end-section for 38\"x24\" elliptical concrete pipe culvert (VDOT standard ES-1A)",null,null,3,"EA",{"v":0,"d":"$0.00"},{"v":0,"d":"$0.00"}]
["02500-C4-02790","Flared end-section for 45\"x29\" elliptical concrete pipe culvert (VDOT standard ES-1A)",null,null,3,"EA",{"v":0,"d":"$0.00"},{"v":0,"d":"$0.00"}]
["02500-C4-02800","Flared end-section for 53\"x34\" elliptical concrete pipe culvert (VDOT standard ES-1A)",null,null,3,"EA",{"v":0,"d":"$0.00"},{"v":0,"d":"$0.00"}]
["02500-C4-02810","Flared end-section for 60\"x38\" elliptical concrete pipe culvert (VDOT standard ES-1A)",null,null,3,"EA",{"v":0,"d":"$0.00"},{"v":0,"d":"$0.00"}]
["02550-C4-00426 ","15\" Pipe Tee Section Drop Inlet, VDOT DI-9, All depths (PRECAST)",null,null,5,"EA",{"v":0,"d":"$0.00"},{"v":0,"d":"$0.00"}]
["02500-C4-03510","Cast in place stormwater management drainage structure (VDOT standard SWM-1)",null,null,5,"EA",{"v":0,"d":"$0.00"},{"v":0,"d":"$0.00"}]
["02500-C4-03520","Precast stormwater management drainage structure (VDOT standard SWM-1)",null,null,5,"EA",{"v":0,"d":"$0.00"},{"v":0,"d":"$0.00"}]
["02505-C4-01470","Endwall for Pipe Underdrain (VDOT Standard EW-12)",null,null,5,"EA",{"v":0,"d":"$0.00"},{"v":0,"d":"$0.00"}]
["02500-C4-00011","Storm Manhole MH-1 (Arlington County Detail D-3.0), In Place, PER ADDITIONAL VF OVER 8'",null,null,20,"VF",{"v":0,"d":"$0.00"},{"v":0,"d":"$0.00"}]
["02500-C4-00021","Storm Manhole PH-1 (Arlington County Detail D-3.1), In Place, PER ADDITIONAL VF OVER 8'",null,null,20,"VF",{"v":0,"d":"$0.00"},{"v":0,"d":"$0.00"}]
["02500-C4-00031","Storm Manhole MH-2 (Arlington County Detail D-3.3), In Place, PER ADDITIONAL VF OVER 8'",null,null,20,"VF",{"v":0,"d":"$0.00"},{"v":0,"d":"$0.00"}]
["02500-C4-00041","Storm Manhole MH-3 (Arlington County Detail D-3.4), In Place, PER ADDITIONAL VF OVER 8'",null,null,20,"VF",{"v":0,"d":"$0.00"},{"v":0,"d":"$0.00"}]
["02500-C4-00051","Storm Manhole MH-4 (Arlington County Detail D-3.5), In Place, PER ADDITIONAL VF OVER 8'",null,null,20,"VF",{"v":0,"d":"$0.00"},{"v":0,"d":"$0.00"}]
["02500-C4-00061","Storm Manhole (VDOT MH-1, MH1-A), In Place, PER ADDITIONAL VF OVER 8'",null,null,20,"VF",{"v":0,"d":"$0.00"},{"v":0,"d":"$0.00"}]
["02500-C4-00071","Storm Manhole (VDOT MH-2), In Place, PER ADDITIONAL VF OVER 8'",null,null,20,"VF",{"v":0,"d":"$0.00"},{"v":0,"d":"$0.00"}]
["02505-C4-00090","CB-2 (Arlington County Standards), Each VF Over 6' Deep",null,null,15,"VF",{"v":0,"d":"$0.00"},{"v":0,"d":"$0.00"}]
["02505-C4-00110","CB-2A or CB-2B (throat lengths from 8'-6\" up to 16'-0\"), Each VF Over 6' Deep, Arlington County Standards.",null,null,25,"VF",{"v":0,"d":"$0.00"},{"v":0,"d":"$0.00"}]
["02505-C4-00150","CB-4, Each VF Over 6' Deep, Arlington County Standards",null,null,8,"VF",{"v":0,"d":"$0.00"},{"v":0,"d":"$0.00"}]
["02505-C4-00130","PCB-2, Each VF Over 6' Deep, Arlington County Standards",null,null,8,"VF",{"v":0,"d":"$0.00"},{"v":0,"d":"$0.00"}]
["02505-C4-00240","Curb Drop Inlet, Standard VDOT DI-3AA (12\" to 30\" Pipe), Each VF Over 8' Deep",null,null,8,"VF",{"$f":"C410*(0.8*E410)","v":{"v":0,"d":"$0.00"}},{"$f":"D410*(0.2*E410)","v":{"v":0,"d":"$0.00"}}]
["02505-C4-00260","Curb Drop Inlet, Standard VDOT DI-3BB (12\" to 30\" Pipe), Each VF Over 8' Deep, Inlet Throat Length 4' to 20'",null,null,8,"VF",{"v":0,"d":"$0.00"},{"v":0,"d":"$0.00"}]
["02505-C4-00280","Curb Drop Inlet, Standard VDOT DI-3CC (12\" to 30\" Pipe), Each VF Over 8' Deep, Inlet Throat Length 6' to 20'",null,null,8,"VF",{"v":0,"d":"$0.00"},{"v":0,"d":"$0.00"}]
["02505-C4-00390","Yard Inlet (Arlington County Detail D-1.10), Each VF Over 6' Deep",null,null,8,"VF",{"v":0,"d":"$0.00"},{"v":0,"d":"$0.00"}]
["02505-C4-00410","Yard Inlet Pre-Cast (Arlington County Detail D-1.11), Each VF Over 6' Deep",null,null,8,"VF",{"v":0,"d":"$0.00"},{"v":0,"d":"$0.00"}]
["02505-C4-00440","Grate Inlet Non-roadway Shallow (Arlington County Detail D-1.9), Each VF Over 4' Deep",null,null,8,"VF",{"v":0,"d":"$0.00"},{"v":0,"d":"$0.00"}]
["02505-C4-00540","Partial Wall Repair of Storm Manhole, Catch Basin, Drop Inlet, Yard Inlet, or Grate Inlet",null,null,150,"SF",{"v":0,"d":"$0.00"},{"v":0,"d":"$0.00"}]
["02500-C4-02840","Junction Box, Pre-Cast for 48\" pipe culvert(VDOT standard JB-1), In Place",null,null,15,"VF",{"v":0,"d":"$0.00"},{"v":0,"d":"$0.00"}]
["02505-C4-02830","Junction Box, Pre-Cast for 12\" to 36\" Dia pipe culvert(VDOT standard JB-1), In Place",null,null,15,"VF",{"v":0,"d":"$0.00"},{"v":0,"d":"$0.00"}]
["02500-C4-02850","Junction Box, Pre-Cast for 54\" pipe culvert(VDOT standard JB-1), In Place",null,null,15,"VF",{"v":0,"d":"$0.00"},{"v":0,"d":"$0.00"}]
["02500-C4-02860","Junction Box, Pre-Cast for 60\" pipe culvert(VDOT standard JB-1), In Place",null,null,15,"VF",{"v":0,"d":"$0.00"},{"v":0,"d":"$0.00"}]
["02500-C4-02870","Junction Box, Pre-Cast for 66\" pipe culvert(VDOT standard JB-1), In Place",null,null,15,"VF",{"v":0,"d":"$0.00"},{"v":0,"d":"$0.00"}]
["02500-C4-02880","Junction Box, Pre-Cast for 72\" pipe culvert(VDOT standard JB-1), In Place",null,null,15,"VF",{"v":0,"d":"$0.00"},{"v":0,"d":"$0.00"}]
["02505-C4-02831","Junction Box, Cast in place  for 12\" to 36\" Dia pipe culvert(VDOT standard JB-1), In Place",null,null,15,"VF",{"v":0,"d":"$0.00"},{"v":0,"d":"$0.00"}]
["02500-C4-02890","Junction Box, Cast in place, for 48\" pipe culvert(VDOT standard JB-1), In Place",null,null,15,"VF",{"v":0,"d":"$0.00"},{"v":0,"d":"$0.00"}]
["02500-C4-02900","Junction Box, Cast in place, for 54\" pipe culvert(VDOT standard JB-1), In Place",null,null,15,"VF",{"v":0,"d":"$0.00"},{"v":0,"d":"$0.00"}]
["02500-C4-03000","Junction Box, Cast in place, for 60\" pipe culvert(VDOT standard JB-1), In Place",null,null,15,"VF",{"v":0,"d":"$0.00"},{"v":0,"d":"$0.00"}]
["02500-C4-03100","Junction Box, Cast in place, for 66\" pipe culvert(VDOT standard JB-1), In Place",null,null,15,"VF",{"v":0,"d":"$0.00"},{"v":0,"d":"$0.00"}]
["02500-C4-03110","Junction Box, Cast in place, for 72\" pipe culvert(VDOT standard JB-1), In Place",null,null,15,"VF",{"v":0,"d":"$0.00"},{"v":0,"d":"$0.00"}]
["02500-C4-03150","Standard paved flume for 12\" pipe (VDOT standard PG-4)",null,null,10,"SY",{"v":0,"d":"$0.00"},{"v":0,"d":"$0.00"}]
["02500-C4-03160","Standard paved flume for 15\"  pipe (VDOT standard PG-4)",null,null,10,"SY",{"v":0,"d":"$0.00"},{"v":0,"d":"$0.00"}]
["02500-C4-03170","Standard paved flume for 18\" pipe (VDOT standard PG-4)",null,null,10,"SY",{"v":0,"d":"$0.00"},{"v":0,"d":"$0.00"}]
["02500-C4-03180","Standard paved flume for 21\" pipe (VDOT standard PG-4)",null,null,10,"SY",{"v":0,"d":"$0.00"},{"v":0,"d":"$0.00"}]
["02500-C4-03190","Standard paved flume for 24\" pipe (VDOT standard PG-4)",null,null,10,"SY",{"v":0,"d":"$0.00"},{"v":0,"d":"$0.00"}]
["02500-C4-03200","Standard Energy dissipator for use with paved flumes (VDOT standard EG-1, 1A)",null,null,50,"CY",{"v":0,"d":"$0.00"},{"v":0,"d":"$0.00"}]
["02500-C4-03210","Precast energy dissipator (VDOT standard EG-1, 1A PC)",null,null,50,"CY",{"v":0,"d":"$0.00"},{"v":0,"d":"$0.00"}]
["02500-C4-03120","Paved ditch (VDOT standard PG-2A)",null,null,50,"SY",{"v":0,"d":"$0.00"},{"v":0,"d":"$0.00"}]
["02500-C4-03130","Paved ditch (VDOT standard PG-5)",null,null,50,"SY",{"v":0,"d":"$0.00"},{"v":0,"d":"$0.00"}]
["02500-C4-03140","Sodded ditch including fine grading",null,null,50,"SY",{"v":0,"d":"$0.00"},{"v":0,"d":"$0.00"}]
[null,"STORM SEWER UTILITY WORK SUBTOTAL",{"$nulls":4},{"$f":"SUM(G90:G438)","v":{"v":0,"d":"$0.00"}},{"$f":"SUM(H90:H438)","v":{"v":0,"d":"$0.00"}}]
[]
["C5",{"$f":"VLOOKUP(A441,[1]!Table_BidItem_CategoryClassification[#All],2,FALSE)","v":"GUARDRAIL"}]
["05500-C5-00010","Guardrail VDOT GR-2",null,null,25,"LF",{"$f":"C442*(0.8*E442)","v":{"v":0,"d":"$0.00"}},{"$f":"D442*(0.2*E442)","v":{"v":0,"d":"$0.00"}}]
["05500-C5-00020","Guardrail VDOT GR-2A",null,null,25,"LF",{"v":0,"d":"$0.00"},{"v":0,"d":"$0.00"}]
["05500-C5-00030","Guardrail VDOT GR-2, 7' post",null,null,25,"LF",{"v":0,"d":"$0.00"},{"v":0,"d":"$0.00"}]
["05500-C5-00040","Guardrail VDOT GR-2, 8' post",null,null,25,"LF",{"v":0,"d":"$0.00"},{"v":0,"d":"$0.00"}]
["05500-C5-00050","Guardrail Terminal Treatment, VDOT GR-6",null,null,25,"LF",{"v":0,"d":"$0.00"},{"v":0,"d":"$0.00"}]
["05500-C5-00060","Guardrail Terminal Installation Site Preparation, VDOT GR-7",null,null,5,"EA",{"v":0,"d":"$0.00"},{"v":0,"d":"$0.00"}]
["05500-C5-00070","Guardrail End Terminal Treatment, VDOT GR-11",null,null,5,"EA",{"v":0,"d":"$0.00"},{"v":0,"d":"$0.00"}]
["05500-C5-00080","Fixed Object Attachment , VDOT GR-FOA-1",null,null,5,"EA",{"v":0,"d":"$0.00"},{"v":0,"d":"$0.00"}]
["05500-C5-00090","Fixed Object Attachment , VDOT GR-FOA-2",null,null,5,"EA",{"v":0,"d":"$0.00"},{"v":0,"d":"$0.00"}]
["05500-C5-00100","Remove existing Guardrail (All types)",null,null,100,"LF",{"v":0,"d":"$0.00"},{"v":0,"d":"$0.00"}]
["05500-C5-00110","Reset existing Guardrail (All types)",null,null,100,"LF",{"v":0,"d":"$0.00"},{"v":0,"d":"$0.00"}]
[null,"GUARDRAIL WORK SUBTOTAL",{"$nulls":4},{"$f":"SUM(G442:G452)","v":{"v":0,"d":"$0.00"}},{"$f":"SUM(H442:H452)","v":{"v":0,"d":"$0.00"}}]
[]
["C6",{"$f":"VLOOKUP(A455,[1]!Table_BidItem_CategoryClassification[#All],2,FALSE)","v":"WATERMAIN WORK"}]
["02550-C6-01220","36-Inch Butterfly Valve & Valve Box",null,null,5,"EA",{"$f":"C456*(0.8*E456)","v":{"v":0,"d":"$0.00"}},{"$f":"D456*(0.2*E456)","v":{"v":0,"d":"$0.00"}}]
["02550-C6-01230","30-Inch Butterfly Valve & Valve Box",null,null,5,"EA",{"v":0,"d":"$0.00"},{"v":0,"d":"$0.00"}]
["02550-C6-01240","24-Inch Butterfly Valve & Valve Box",null,null,5,"EA",{"v":0,"d":"$0.00"},{"v":0,"d":"$0.00"}]
["02550-C6-01250","20-Inch Butterfly Valve & Valve Box",null,null,5,"EA",{"v":0,"d":"$0.00"},{"v":0,"d":"$0.00"}]
["02550-C6-01260","18-Inch Butterfly Valve & Valve Box",null,null,5,"EA",{"v":0,"d":"$0.00"},{"v":0,"d":"$0.00"}]
["02550-C6-00120","16-Inch Butterfly Valve & Valve Box",null,null,8,"EA",{"v":0,"d":"$0.00"},{"v":0,"d":"$0.00"}]
["02550-C6-00110","16-Inch Gate Valve & Valve Box",null,null,8,"EA",{"v":0,"d":"$0.00"},{"v":0,"d":"$0.00"}]
["02550-C6-00130","14-Inch Gate Valve & Valve Box",null,null,8,"EA",{"v":0,"d":"$0.00"},{"v":0,"d":"$0.00"}]
["02550-C6-00140","12-Inch Gate Valve & Valve Box",null,null,10,"EA",{"v":0,"d":"$0.00"},{"v":0,"d":"$0.00"}]
["02550-C6-00150","8-Inch Gate Valve & Valve Box",null,null,10,"EA",{"v":0,"d":"$0.00"},{"v":0,"d":"$0.00"}]
["02550-C6-00160","6-Inch Gate Valve & Valve Box",null,null,10,"EA",{"v":0,"d":"$0.00"},{"v":0,"d":"$0.00"}]
["02550-C6-00170","4-Inch Gate Valve & Valve Box",null,null,5,"EA",{"v":0,"d":"$0.00"},{"v":0,"d":"$0.00"}]
["02550-C6-01300","Connect To Existing 36-Inch Water Main",null,null,3,"EA",{"v":0,"d":"$0.00"},{"v":0,"d":"$0.00"}]
["02550-C6-01310","Connect To Existing 30-Inch Water Main",null,null,3,"EA",{"v":0,"d":"$0.00"},{"v":0,"d":"$0.00"}]
["02550-C6-01320","Connect To Existing 24-Inch Water Main",null,null,3,"EA",{"v":0,"d":"$0.00"},{"v":0,"d":"$0.00"}]
["02550-C6-01330","Connect To Existing 20-Inch Water Main",null,null,3,"EA",{"v":0,"d":"$0.00"},{"v":0,"d":"$0.00"}]
["02550-C6-01340","Connect To Existing 18-Inch Water Main",null,null,3,"EA",{"v":0,"d":"$0.00"},{"v":0,"d":"$0.00"}]
["02550-C6-00180","Connect To Existing 16-Inch Water Main",null,null,3,"EA",{"v":0,"d":"$0.00"},{"v":0,"d":"$0.00"}]
["02550-C6-00190","Connect To Existing 12-Inch Water Main",null,null,3,"EA",{"v":0,"d":"$0.00"},{"v":0,"d":"$0.00"}]
["02550-C6-00200","Connect To Existing 8-Inch Water Main",null,null,5,"EA",{"v":0,"d":"$0.00"},{"v":0,"d":"$0.00"}]
["02550-C6-00210","Connect To Existing 6-Inch Water Main",null,null,5,"EA",{"v":0,"d":"$0.00"},{"v":0,"d":"$0.00"}]
["02550-C6-00220","Connect To Existing 4-Inch Water Main",null,null,5,"EA",{"v":0,"d":"$0.00"},{"v":0,"d":"$0.00"}]
["02550-C6-00230","2-Inch Air Release Or Vacuum Valve In Concrete Manhole For All Diameter Of Water Mains",null,null,5,"EA",{"v":0,"d":"$0.00"},{"v":0,"d":"$0.00"}]
["02550-C6-00240","2-Inch Blowoff Valve Assembly & Box",null,null,5,"EA",{"v":0,"d":"$0.00"},{"v":0,"d":"$0.00"}]
["02550-C6-00250","Remove Existing Fire Hydrant",null,null,15,"EA",{"v":0,"d":"$0.00"},{"v":0,"d":"$0.00"}]
["02550-C6-00260","Remove And Reset Existing Fire Hydrant",null,null,5,"EA",{"v":0,"d":"$0.00"},{"v":0,"d":"$0.00"}]
["02550-C6-00270","Install New Fire Hydrant (includes Fire Hydrant, Gate Valve with Valve Box and up to 20 LF 6-inch DIP CL-52)",null,null,15,"EA",{"v":0,"d":"$0.00"},{"v":0,"d":"$0.00"}]
["02550-C6-00280","Fire Hydrant Vertical Extension",null,null,5,"EA",{"v":0,"d":"$0.00"},{"v":0,"d":"$0.00"}]
["02550-C6-01400","Cut & Cap 24-Inch Water Main",null,null,3,"EA",{"v":0,"d":"$0.00"},{"v":0,"d":"$0.00"}]
["02550-C6-01410","Cut & Cap 20-Inch Water Main",null,null,3,"EA",{"v":0,"d":"$0.00"},{"v":0,"d":"$0.00"}]
["02550-C6-01420","Cut & Cap 18-Inch Water Main",null,null,3,"EA",{"v":0,"d":"$0.00"},{"v":0,"d":"$0.00"}]
["02550-C6-00290","Cut & Cap 16-Inch Water Main",null,null,3,"EA",{"v":0,"d":"$0.00"},{"v":0,"d":"$0.00"}]
["02550-C6-00300","Cut & Cap 12-Inch Water Main",null,null,3,"EA",{"v":0,"d":"$0.00"},{"v":0,"d":"$0.00"}]
["02550-C6-00310","Cut & Cap 10-Inch Water Main",null,null,3,"EA",{"v":0,"d":"$0.00"},{"v":0,"d":"$0.00"}]
["02550-C6-00320","Cut & Cap 8-Inch Water Main",null,null,5,"EA",{"v":0,"d":"$0.00"},{"v":0,"d":"$0.00"}]
["02550-C6-00330","Cut & Cap 6-Inch Water Main",null,null,5,"EA",{"v":0,"d":"$0.00"},{"v":0,"d":"$0.00"}]
["02550-C6-00340","Cut & Cap 4-Inch Water Main",null,null,5,"EA",{"v":0,"d":"$0.00"},{"v":0,"d":"$0.00"}]
["02550-C6-01450","4-Inch TEAM Insertion Valve And Box",null,null,5,"EA",{"v":0,"d":"$0.00"},{"v":0,"d":"$0.00"}]
["02550-C6-01460","6-Inch TEAM Insertion Valve And Box",null,null,5,"EA",{"v":0,"d":"$0.00"},{"v":0,"d":"$0.00"}]
["02550-C6-01470","8-Inch TEAM Insertion Valve And Box",null,null,5,"EA",{"v":0,"d":"$0.00"},{"v":0,"d":"$0.00"}]
["02550-C6-01480","12-Inch TEAM Insertion Valve And Box",null,null,5,"EA",{"v":0,"d":"$0.00"},{"v":0,"d":"$0.00"}]
["02550-C6-00360","4-Inch EZ Valve Insertion Valve And Box",null,null,5,"EA",{"v":0,"d":"$0.00"},{"v":0,"d":"$0.00"}]
["02550-C6-00370","6-Inch EZ Valve Insertion Valve And Box",null,null,5,"EA",{"v":0,"d":"$0.00"},{"v":0,"d":"$0.00"}]
["02550-C6-00380","8-Inch EZ Valve Insertion Valve And Box",null,null,5,"EA",{"v":0,"d":"$0.00"},{"v":0,"d":"$0.00"}]
["02550-C6-00390","12-Inch EZ Valve Insertion Valve And Box",null,null,5,"EA",{"v":0,"d":"$0.00"},{"v":0,"d":"$0.00"}]
["02550-C6-01490","16-Inch EZ Valve Insertion Valve And Box",null,null,5,"EA",{"v":0,"d":"$0.00"},{"v":0,"d":"$0.00"}]
["02550-C6-01500","24\" x 24\" Tap/Sleeve on Iron Pipe, Valve & Valve Box",null,null,5,"EA",{"v":0,"d":"$0.00"},{"v":0,"d":"$0.00"}]
["02550-C6-01510","24\" x 20\" Tap/Sleeve on Iron Pipe, Valve & Valve Box",null,null,5,"EA",{"v":0,"d":"$0.00"},{"v":0,"d":"$0.00"}]
["02550-C6-01520","24\" x 18\" Tap/Sleeve on Iron Pipe, Valve & Valve Box",null,null,5,"EA",{"v":0,"d":"$0.00"},{"v":0,"d":"$0.00"}]
["02550-C6-01530","24\" x 16\" Tap/Sleeve on Iron Pipe, Valve & Valve Box",null,null,5,"EA",{"v":0,"d":"$0.00"},{"v":0,"d":"$0.00"}]
["02550-C6-01540","24\" x 12\" Tap/Sleeve on Iron Pipe, Valve & Valve Box",null,null,5,"EA",{"v":0,"d":"$0.00"},{"v":0,"d":"$0.00"}]
["02550-C6-01550","24\" x 8\" Tap/Sleeve on Iron Pipe, Valve & Valve Box",null,null,5,"EA",{"v":0,"d":"$0.00"},{"v":0,"d":"$0.00"}]
["02550-C6-00400","20\" x 16\" Tap/Sleeve on Iron Pipe, Valve & Valve Box",null,null,5,"EA",{"v":0,"d":"$0.00"},{"v":0,"d":"$0.00"}]
["02550-C6-00410","20\" x 12\" Tap/Sleeve On Iron Pipe, Valve & Valve Box",null,null,5,"EA",{"v":0,"d":"$0.00"},{"v":0,"d":"$0.00"}]
["02550-C6-00420","20\" x 8\" Tap/Sleeve On Iron Pipe, Valve & Valve Box",null,null,5,"EA",{"v":0,"d":"$0.00"},{"v":0,"d":"$0.00"}]
["02550-C6-00430","16\" x 16\" Tap/Sleeve On Iron Pipe, Valve & Valve Box",null,null,5,"EA",{"v":0,"d":"$0.00"},{"v":0,"d":"$0.00"}]
["02550-C6-00440","16\" x 12\" Tap/Sleeve On Iron Pipe, Valve & Valve Box",null,null,5,"EA",{"v":0,"d":"$0.00"},{"v":0,"d":"$0.00"}]
["02550-C6-00450","16\" x 8\" Tap/Sleeve On Iron Pipe, Valve & Valve Box",null,null,5,"EA",{"v":0,"d":"$0.00"},{"v":0,"d":"$0.00"}]
["02550-C6-00460","16\" x 16\" Tap/Sleeve On Iron Pipe, Valve & Valve Box",null,null,5,"EA",{"v":0,"d":"$0.00"},{"v":0,"d":"$0.00"}]
["02550-C6-00470","16\" x 12\" Tap/Sleeve On Iron Pipe, Valve & Valve Box",null,null,5,"EA",{"v":0,"d":"$0.00"},{"v":0,"d":"$0.00"}]
["02550-C6-00480","16\" x 8\" Tap/Sleeve On Iron Pipe, Valve & Valve Box",null,null,5,"EA",{"v":0,"d":"$0.00"},{"v":0,"d":"$0.00"}]
["02550-C6-00490","12\" x 12\" Tap/Sleeve On Iron Pipe, Valve & Valve Box",null,null,5,"EA",{"v":0,"d":"$0.00"},{"v":0,"d":"$0.00"}]
["02550-C6-00500","12\" x 8\" Tap/Sleeve On Iron Pipe, Valve & Valve Box",null,null,5,"EA",{"v":0,"d":"$0.00"},{"v":0,"d":"$0.00"}]
["02550-C6-00510","8\" x 8\" Tap/Sleeve On Iron Pipe, Valve & Valve Box",null,null,5,"EA",{"v":0,"d":"$0.00"},{"v":0,"d":"$0.00"}]
["02550-C6-00520","8\" x 6\" Tap/Sleeve On Iron Pipe, Valve & Valve Box",null,null,5,"EA",{"$f":"C520*(0.8*E520)","v":{"v":0,"d":"$0.00"}},{"$f":"D520*(0.2*E520)","v":{"v":0,"d":"$0.00"}}]
["02550-C6-00530","6\" x 6\" Tap/Sleeve On Iron Pipe, Valve & Valve Box",null,null,5,"EA",{"v":0,"d":"$0.00"},{"v":0,"d":"$0.00"}]
["02550-C6-00620","Abandon Existing Corporation Stop (TO BE PERFORMED AS DIRECTED BY THE COUNTY PROJECT OFFICER)",null,null,2,"EA",{"v":0,"d":"$0.00"},{"v":0,"d":"$0.00"}]
["02550-C6-00630","Service Taps - 3/4-inch and 1-inch (TAP MAIN, INSTALL COPPER TUBING, INSTALL ANGLE VALVES, CORPORATION COCK, METER BOX AND METER YOKE/METER, CONNECT TO EXISTING PRIVATE SERVICE LINE, BACKFILL AND EXCAVATION)--UP TO 1O FT.",null,null,10,"EA",{"v":0,"d":"$0.00"},{"v":0,"d":"$0.00"}]
["02550-C6-00650","Service Re-Taps  - 3/4-inch and 1-inch (TAP MAIN, INSTALL COPPER TUBING, CONNECT TO EXISTING SERVICE LINE, ABANDON CORPORATION COCK FROM EXISTING SERVICE LINE, BACKFILL AND EXCAVATION)-UP TO 10 FT.",null,null,100,"EA",{"v":0,"d":"$0.00"},{"v":0,"d":"$0.00"}]
["02550-C6-00670","Water Meter Relocations -  - 3/4-inch and 1-inch (INSTALL COPPER TUBING, CONNECT TO EXISTING COUNTY AND PRIVATE SERVICE LINES, PROVIDE NEW ANGLE VALVES, RELOCATE METER HOUSING AND METER YOKE, BACKFILL AND EXCAVATION)--UP TO 10 FT.",null,null,10,"EA",{"v":0,"d":"$0.00"},{"v":0,"d":"$0.00"}]
["02550-C6-00690","Service Taps  - 1 1/2-inch and 2-inch (TAP MAIN, INSTALL COPPER TUBING, INSTALL GATE VALVES, CORPORATION COCK, METER BOX AND METER, CONNECT TO EXISTING PRIVATE SERVICE LINE, BACKFILL AND EXCAVATION)--UP TO 1O FT.",null,null,10,"EA",{"v":0,"d":"$0.00"},{"v":0,"d":"$0.00"}]
["02550-C6-00710","Service Re-Taps  - 1 1/2-inch and 2-inch (TAP MAIN, INSTALL COPPER TUBING, CONNECT TO EXISTING SERVICE LINE, ABANDON CORPORATION COCK FROM EXISTING SERVICE LINE, BACKFILL AND EXCAVATION)--UP TO 10 FT.",null,null,10,"EA",{"v":0,"d":"$0.00"},{"v":0,"d":"$0.00"}]
["02550-C6-00730","Water Meter Relocations  - 1 1/2-inch and 2-inch (INSTALL COPPER TUBING, CONNECT TO EXISTING COUNTY AND PRIVATE SERVICE LINES, PROVIDE NEW GATE VALVES, RELOCATE METER HOUSING AND METER, BACKFILL AND EXCAVATION)--UP TO 10 FT.",null,null,10,"EA",{"v":0,"d":"$0.00"},{"v":0,"d":"$0.00"}]
["02550-C6-00750","Abandon Concrete Watermain Manhole",null,null,5,"EA",{"v":0,"d":"$0.00"},{"v":0,"d":"$0.00"}]
["02550-C6-00550","Water Meter Frame & Cover, Replace",null,null,20,"EA",{"v":0,"d":"$0.00"},{"v":0,"d":"$0.00"}]
["02550-C6-00590","Non-Freeze Boxed Ground Hydrant (with Locking Cover and Key), Jay R. Smith or County approved equal (Excavation, Install Copper Tubing, Connect to County Water Meter, Install Ground Hydrant w/Compacted Pea Gravel, Backfill, and Surface Grade Restoration",null,null,5,"EA",{"v":0,"d":"$0.00"},{"v":0,"d":"$0.00"}]
["02550-C6-00350","Remove Existing Valve Boxes",null,null,5,"EA",{"v":0,"d":"$0.00"},{"v":0,"d":"$0.00"}]
["02550-C6-01000","36-Inch Water Main, DIP CL-52, Up to 6' Deep",null,null,250,"LF",{"v":0,"d":"$0.00"},{"v":0,"d":"$0.00"}]
["02550-C6-01010","36-Inch Water Main, DIP CL-52, > 6' Deep",null,null,150,"LF",{"v":0,"d":"$0.00"},{"v":0,"d":"$0.00"}]
["02550-C6-01020","30-Inch Water Main, DIP CL-52, Up to 6' Deep",null,null,250,"LF",{"v":0,"d":"$0.00"},{"v":0,"d":"$0.00"}]
["02550-C6-01030","30-Inch Water Main, DIP CL-52, > 6' Deep",null,null,50,"LF",{"v":0,"d":"$0.00"},{"v":0,"d":"$0.00"}]
["02550-C6-01040","24-Inch Water Main, DIP CL-52, Up to 6' Deep",null,null,500,"LF",{"v":0,"d":"$0.00"},{"v":0,"d":"$0.00"}]
["02550-C6-01050","24-Inch Water Main, DIP CL-52, > 6' Deep",null,null,50,"LF",{"v":0,"d":"$0.00"},{"v":0,"d":"$0.00"}]
["02550-C6-01060","20-Inch Water Main, DIP CL-52, Up to 6' Deep",null,null,500,"LF",{"v":0,"d":"$0.00"},{"v":0,"d":"$0.00"}]
["02550-C6-01070","20-Inch Water Main, DIP CL-52, > 6' Deep",null,null,50,"LF",{"v":0,"d":"$0.00"},{"v":0,"d":"$0.00"}]
["02550-C6-01080","18-Inch Water Main, DIP CL-52, Up to 6' Deep",null,null,500,"LF",{"v":0,"d":"$0.00"},{"v":0,"d":"$0.00"}]
["02550-C6-01090","18-Inch Water Main, DIP CL-52, > 6' Deep",null,null,50,"LF",{"v":0,"d":"$0.00"},{"v":0,"d":"$0.00"}]
["02550-C6-00010","16-Inch Water Main, DIP CL-52, Up to 6' Deep",null,null,500,"LF",{"v":0,"d":"$0.00"},{"v":0,"d":"$0.00"}]
["02550-C6-00020","16-Inch Water Main, DIP CL-52, > 6' Deep",null,null,50,"LF",{"v":0,"d":"$0.00"},{"v":0,"d":"$0.00"}]
["02550-C6-00030","12-Inch Water Main, DIP CL-52, Up to 6' Deep",null,null,750,"LF",{"v":0,"d":"$0.00"},{"v":0,"d":"$0.00"}]
["02550-C6-00040","12-Inch Water Main, DIP CL-52, > 6' Deep",null,null,50,"LF",{"v":0,"d":"$0.00"},{"v":0,"d":"$0.00"}]
["02550-C6-00050","8-Inch Water Main, DIP CL-52, Up to 6' Deep",null,null,1000,"LF",{"v":0,"d":"$0.00"},{"v":0,"d":"$0.00"}]
["02550-C6-00060","8-Inch Water Main, DIP CL-52, > 6' Deep",null,null,150,"LF",{"v":0,"d":"$0.00"},{"v":0,"d":"$0.00"}]
["02550-C6-00070","6-Inch Water Main, DIP CL-53, Up to 6' Deep",null,null,1000,"LF",{"v":0,"d":"$0.00"},{"v":0,"d":"$0.00"}]
["02550-C6-00080","6-Inch Water Main, DIP CL-52, > 6' Deep",null,null,150,"LF",{"v":0,"d":"$0.00"},{"v":0,"d":"$0.00"}]
["02550-C6-00090","4-Inch Water Main, DIP CL-53, Up to 6' Deep",null,null,250,"LF",{"v":0,"d":"$0.00"},{"v":0,"d":"$0.00"}]
["02550-C6-00100","4-Inch Water Main, DIP CL-52, > 6' Deep",null,null,50,"LF",{"v":0,"d":"$0.00"},{"v":0,"d":"$0.00"}]
["02550-C6-01200","3-Inch Water Main, DIP CL-52, Up to 6' Deep",null,null,50,"LF",{"v":0,"d":"$0.00"},{"v":0,"d":"$0.00"}]
["02550-C6-01210","3-Inch Water Main, DIP CL-52, > 6' Deep",null,null,50,"LF",{"v":0,"d":"$0.00"},{"v":0,"d":"$0.00"}]
["02550-C6-01600","Casing pipe, Bore and Jack (3/8\" wall T) - 16\" NPS",null,null,50,"LF",{"v":0,"d":"$0.00"},{"v":0,"d":"$0.00"}]
["02550-C6-01610","Casing pipe, Bore and Jack (3/8\" wall T) - 20\" NPS",null,null,50,"LF",{"v":0,"d":"$0.00"},{"v":0,"d":"$0.00"}]
["02550-C6-01620","Casing pipe, Bore and Jack (3/8\" wall T) - 22\" NPS",null,null,50,"LF",{"v":0,"d":"$0.00"},{"v":0,"d":"$0.00"}]
["02550-C6-01630","Casing pipe, Bore and Jack (3/8\" wall T) - 24\" NPS",null,null,50,"LF",{"v":0,"d":"$0.00"},{"v":0,"d":"$0.00"}]
["02550-C6-01640","Casing pipe, Bore and Jack (3/8\" wall T) - 30\" NPS",null,null,50,"LF",{"v":0,"d":"$0.00"},{"v":0,"d":"$0.00"}]
["02550-C6-00600","PVC Pipe (4\"or 6\"), SDR 35 (less than 14' of cover), only when not included in other pay items",null,null,250,"LF",{"v":0,"d":"$0.00"},{"v":0,"d":"$0.00"}]
["02550-C6-00610","PVC Pipe (4\" or 6\"), SDR 26 or stronger (14' to 20' of cover), only when not included in other pay items",null,null,250,"LF",{"v":0,"d":"$0.00"},{"v":0,"d":"$0.00"}]
["02550-C6-00640","Service Taps - 3/4-inch and 1-inch PER ADDITIONAL LINEAR FOOT OVER 10 FT.",null,null,100,"LF",{"v":0,"d":"$0.00"},{"v":0,"d":"$0.00"}]
["02550-C6-00660","Service Re-Taps  - 3/4-inch and 1-inch PER ADDITIONAL LINEAR FT. OVER 10 FT.",null,null,50,"LF",{"v":0,"d":"$0.00"},{"v":0,"d":"$0.00"}]
["02550-C6-00680","Service Relocations  - 3/4-inch and 1-inch PER ADDITIONAL LINEAR FOOT OVER 10 FT.",null,null,50,"LF",{"v":0,"d":"$0.00"},{"v":0,"d":"$0.00"}]
["02550-C6-00700","Service Taps  - 1 1/2-inch and 2-inch PER ADDITIONAL LINEAR FOOT OVER 10 FT.",null,null,100,"LF",{"v":0,"d":"$0.00"},{"v":0,"d":"$0.00"}]
["02550-C6-00720","Service Re-Taps  - 1 1/2-inch and 2-inchPER ADDITIONAL LINEAR FOOT OVER 10 FT.",null,null,100,"LF",{"v":0,"d":"$0.00"},{"v":0,"d":"$0.00"}]
["02550-C6-00740","Service Relocations  - 1 1/2-inch and 2-inch PER ADDITIONAL LINEAR FOOT OVER 10 FT.",null,null,50,"LF",{"v":0,"d":"$0.00"},{"v":0,"d":"$0.00"}]
["02550-C6-00540","Abandon Existing Water Main (All sizes and depths)",null,null,250,"LF",{"v":0,"d":"$0.00"},{"v":0,"d":"$0.00"}]
["02550-C6-00545","Remove Existing Water Main (All sizes and depths)",null,null,250,"LF",{"v":0,"d":"$0.00"},{"v":0,"d":"$0.00"}]
[null,"WATERMAIN WORK SUBTOTAL",{"$nulls":4},{"$f":"SUM(G456:G569)","v":{"v":0,"d":"$0.00"}},{"$f":"SUM(H456:H569)","v":{"v":0,"d":"$0.00"}}]
[]
["C7",{"$f":"VLOOKUP(A572,[1]!Table_BidItem_CategoryClassification[#All],2,FALSE)","v":"SANITARY SEWER WORK"}]
["02510-C7-00010","Sanitary Sewer - 8\" PVC, SDR 35, DEPTH < 8’",null,null,100,"LF",{"$f":"C573*(0.8*E573)","v":{"v":0,"d":"$0.00"}},{"$f":"D573*(0.2*E573)","v":{"v":0,"d":"$0.00"}}]
["02510-C7-00020","Sanitary Sewer - 8\" PVC, SDR 35, 8’ ≤ DEPTH < 14’",null,null,50,"LF",{"v":0,"d":"$0.00"},{"v":0,"d":"$0.00"}]
["02510-C7-00030","Sanitary Sewer - 8\" PVC, SDR 26, DEPTH ≥ 14'",null,null,20,"LF",{"v":0,"d":"$0.00"},{"v":0,"d":"$0.00"}]
["02510-C7-00070","Sanitary Sewer - 10\" PVC, SDR 35, DEPTH < 8’",null,null,100,"LF",{"v":0,"d":"$0.00"},{"v":0,"d":"$0.00"}]
["02510-C7-00080","Sanitary Sewer - 10\" PVC, SDR 35,  8’ ≤ DEPTH < 14'",null,null,50,"LF",{"v":0,"d":"$0.00"},{"v":0,"d":"$0.00"}]
["02510-C7-00090","Sanitary Sewer - 10\" PVC, SDR 26, DEPTH ≥ 14'",null,null,20,"LF",{"v":0,"d":"$0.00"},{"v":0,"d":"$0.00"}]
["02510-C7-00130","Sanitary Sewer - 12\" PVC, SDR 35, DEPTH< 8’",null,null,100,"LF",{"v":0,"d":"$0.00"},{"v":0,"d":"$0.00"}]
["02510-C7-00140","Sanitary Sewer - 12\" PVC, SDR 35, 8’ ≤ DEPTH < 14'",null,null,50,"LF",{"v":0,"d":"$0.00"},{"v":0,"d":"$0.00"}]
["02510-C7-00150","Sanitary Sewer - 12\" PVC, SDR 26,  DEPTH ≥ 14'",null,null,20,"LF",{"v":0,"d":"$0.00"},{"v":0,"d":"$0.00"}]
["02510-C7-00400","Sanitary Sewer - 15\" PVC, SDR 35, DEPTH < 8’",null,null,100,"LF",{"v":0,"d":"$0.00"},{"v":0,"d":"$0.00"}]
["02510-C7-00410","Sanitary Sewer - 15\" PVC, SDR 35, 8’ ≤ DEPTH < 14'",null,null,50,"LF",{"v":0,"d":"$0.00"},{"v":0,"d":"$0.00"}]
["02510-C7-00420","Sanitary Sewer - 15\" PVC, SDR 26,  DEPTH ≥ 14'",null,null,20,"LF",{"v":0,"d":"$0.00"},{"v":0,"d":"$0.00"}]
["02510-C7-00430","Sanitary Sewer - 18\" PVC, SDR 35, DEPTH< 8’",null,null,100,"LF",{"v":0,"d":"$0.00"},{"v":0,"d":"$0.00"}]
["02510-C7-00440","Sanitary Sewer - 18\" PVC, SDR 35, 8’ ≤ DEPTH < 14'",null,null,50,"LF",{"v":0,"d":"$0.00"},{"v":0,"d":"$0.00"}]
["02510-C7-00450","Sanitary Sewer - 18\" PVC, SDR 26,  DEPTH ≥ 14'",null,null,20,"LF",{"v":0,"d":"$0.00"},{"v":0,"d":"$0.00"}]
["02510-C7-00460","Sanitary Sewer - 21\" PVC, SDR 35, DEPTH< 8’",null,null,100,"LF",{"v":0,"d":"$0.00"},{"v":0,"d":"$0.00"}]
["02510-C7-00470","Sanitary Sewer - 21\" PVC, SDR 35, 8’ ≤ DEPTH < 14'",null,null,50,"LF",{"v":0,"d":"$0.00"},{"v":0,"d":"$0.00"}]
["02510-C7-00480","Sanitary Sewer - 21\" PVC, SDR 26,  DEPTH ≥ 14'",null,null,20,"LF",{"v":0,"d":"$0.00"},{"v":0,"d":"$0.00"}]
["02510-C7-00490","Sanitary Sewer - 24\" PVC, SDR 35, DEPTH< 8’",null,null,100,"LF",{"v":0,"d":"$0.00"},{"v":0,"d":"$0.00"}]
["02510-C7-00500","Sanitary Sewer - 24\" PVC, SDR 35, 8’ ≤ DEPTH < 14'",null,null,50,"LF",{"v":0,"d":"$0.00"},{"v":0,"d":"$0.00"}]
["02510-C7-00510","Sanitary Sewer - 24\" PVC, SDR 26,  DEPTH ≥ 14'",null,null,20,"LF",{"v":0,"d":"$0.00"},{"v":0,"d":"$0.00"}]
["02510-C7-00040","Sanitary Sewer- 8\"DIP CLASS 52, DEPTH < 8'",null,null,200,"LF",{"v":0,"d":"$0.00"},{"v":0,"d":"$0.00"}]
["02510-C7-00050","Sanitary Sewer- 8\"DIP CLASS 52, 8'≤ DEPTH < 15'",null,null,100,"LF",{"v":0,"d":"$0.00"},{"v":0,"d":"$0.00"}]
["02510-C7-00060","Sanitary Sewer- 8\"DIP CLASS 52, DEPTH < 15'",null,null,50,"LF",{"v":0,"d":"$0.00"},{"v":0,"d":"$0.00"}]
["02510-C7-00100","Sanitary Sewer- 10\"DIP CLASS 52, DEPTH < 8'",null,null,200,"LF",{"v":0,"d":"$0.00"},{"v":0,"d":"$0.00"}]
["02510-C7-00110","Sanitary Sewer- 10\"DIP CLASS 52, 8'≤ DEPTH < 15'",null,null,100,"LF",{"v":0,"d":"$0.00"},{"v":0,"d":"$0.00"}]
["02510-C7-00120","Sanitary Sewer- 10\"DIP CLASS 52, DEPTH< 15'",null,null,50,"LF",{"v":0,"d":"$0.00"},{"v":0,"d":"$0.00"}]
["02510-C7-00160","Sanitary Sewer- 12\"DIP CLASS 52, DEPTH <  8'",null,null,200,"LF",{"v":0,"d":"$0.00"},{"v":0,"d":"$0.00"}]
["02510-C7-00170","Sanitary Sewer- 12\"DIP CLASS 52, 8'≤ DEPTH < 15'",null,null,100,"LF",{"v":0,"d":"$0.00"},{"v":0,"d":"$0.00"}]
["02510-C7-00180","Sanitary Sewer- 12\"DIP CLASS 52, DEPTH < 15'",null,null,50,"LF",{"v":0,"d":"$0.00"},{"v":0,"d":"$0.00"}]
["02510-C7-00600","Sanitary Sewer- 14\"DIP CLASS 52, DEPTH < 8'",null,null,200,"LF",{"v":0,"d":"$0.00"},{"v":0,"d":"$0.00"}]
["02510-C7-00610","Sanitary Sewer- 14\"DIP CLASS 52, 8'≤ DEPTH <15'",null,null,100,"LF",{"v":0,"d":"$0.00"},{"v":0,"d":"$0.00"}]
["02510-C7-00620","Sanitary Sewer- 14\"DIP CLASS 52, DEPTH >15'",null,null,50,"LF",{"v":0,"d":"$0.00"},{"v":0,"d":"$0.00"}]
["02510-C7-00630","Sanitary Sewer- 18\"DIP CLASS 52, DEPTH < 8'",null,null,200,"LF",{"v":0,"d":"$0.00"},{"v":0,"d":"$0.00"}]
["02510-C7-00640","Sanitary Sewer- 18\"DIP CLASS 52, 8'≤ DEPTH <15'",null,null,100,"LF",{"v":0,"d":"$0.00"},{"v":0,"d":"$0.00"}]
["02510-C7-00660","Sanitary Sewer- 18\"DIP CLASS 52, DEPTH >15'",null,null,50,"LF",{"v":0,"d":"$0.00"},{"v":0,"d":"$0.00"}]
["02510-C7-00670","Sanitary Sewer- 20\"DIP CLASS 52, DEPTH < 8'",null,null,100,"LF",{"v":0,"d":"$0.00"},{"v":0,"d":"$0.00"}]
["02510-C7-00680","Sanitary Sewer- 20\"DIP CLASS 52, 8'≤ DEPTH <15'",null,null,50,"LF",{"v":0,"d":"$0.00"},{"v":0,"d":"$0.00"}]
["02510-C7-00690","Sanitary Sewer- 20\"DIP CLASS 52, DEPTH >15'",null,null,20,"LF",{"v":0,"d":"$0.00"},{"v":0,"d":"$0.00"}]
["02510-C7-00700","Sanitary Sewer- 24\"DIP CLASS 52, DEPTH < 8'",null,null,100,"LF",{"v":0,"d":"$0.00"},{"v":0,"d":"$0.00"}]
["02510-C7-00710","Sanitary Sewer- 24\"DIP CLASS 52, 8'≤ DEPTH <15'",null,null,50,"LF",{"v":0,"d":"$0.00"},{"v":0,"d":"$0.00"}]
["02510-C7-00720","Sanitary Sewer- 24\"DIP CLASS 52, DEPTH >15'",null,null,20,"LF",{"v":0,"d":"$0.00"},{"v":0,"d":"$0.00"}]
["02510-C7-00730","Sanitary Sewer- 30\"DIP CLASS 52, DEPTH < 8'",null,null,100,"LF",{"v":0,"d":"$0.00"},{"v":0,"d":"$0.00"}]
["02510-C7-00740","Sanitary Sewer- 30\"DIP CLASS 52, 8'≤ DEPTH <15'",null,null,50,"LF",{"v":0,"d":"$0.00"},{"v":0,"d":"$0.00"}]
["02510-C7-00750","Sanitary Sewer- 30\"DIP CLASS 52, DEPTH >15'",null,null,20,"LF",{"v":0,"d":"$0.00"},{"v":0,"d":"$0.00"}]
["02510-C7-00190","Boring And Jacking 18\" TO 24\" Casing Pipe With 8\" TO 12\" Carrier Pipe PER Arlington County SPECIFICATION SECTION 02951 AND DETAIL M-4.0",null,null,100,"LF",{"v":0,"d":"$0.00"},{"v":0,"d":"$0.00"}]
["02510-C7-00200","Manhole - Precast Concrete, 4' ID, DEPTH ≤ 8'",null,null,50,"EA",{"v":0,"d":"$0.00"},{"v":0,"d":"$0.00"}]
["02510-C7-00210","Manhole-Precast Concrete 4' I.D. DEPTH > 8', PER ADDITIONAL VF OVER 8'",null,null,20,"VF",{"v":0,"d":"$0.00"},{"v":0,"d":"$0.00"}]
["02510-C7-00220","Manhole-Precast Concrete 5' I.D. DEPTH ≤ 8'",null,null,50,"EA",{"v":0,"d":"$0.00"},{"v":0,"d":"$0.00"}]
["02510-C7-00230","Manhole-Precast Concrete 5' I.D. DEPTH >8', PER ADDITIONAL VF OVER 8'",null,null,20,"VF",{"v":0,"d":"$0.00"},{"v":0,"d":"$0.00"}]
["02510-C7-00240","Manhole-Construct Over Existing Sewer, Arlington County DRAWING S-2.2 (PAYMENT SHALL BE FOR DOGHOUSE BASE AND REMAINDER OF MANHOLE SHALL BE PAID UNDER VF PRICES FOR MANHOLES)",null,null,5,"EA",{"v":0,"d":"$0.00"},{"v":0,"d":"$0.00"}]
["02510-C7-00760","Sanitary Sewer Drop Connection, All sizes, (Arlington County Detail S-2.3)",null,null,50,"VF",{"v":0,"d":"$0.00"},{"v":0,"d":"$0.00"}]
["02510-C7-00250","Abandon Existing Sanitary Manhole",null,null,5,"EA",{"v":0,"d":"$0.00"},{"v":0,"d":"$0.00"}]
["02510-C7-00260","Connect To Existing Sanitary Manhole",null,null,5,"EA",{"v":0,"d":"$0.00"},{"v":0,"d":"$0.00"}]
["02510-C7-00270","Sanitary Sewer House Laterals(IN ACCORDANCE WITH Arlington County CONSTRUCTION STANDARDS AND SPECIFICATIONS SECTION 02510)",null,null,150,"LF",{"v":0,"d":"$0.00"},{"v":0,"d":"$0.00"}]
[null,"SANITARY SEWER WORK SUBTOTAL",{"$nulls":4},{"$f":"SUM(G573:G627)","v":{"v":0,"d":"$0.00"}},{"$f":"SUM(H573:H627)","v":{"v":0,"d":"$0.00"}}]
[]
["C10",{"$f":"VLOOKUP(A630,[1]!Table_BidItem_CategoryClassification[#All],2,FALSE)","v":"PAVEMENT MARKING AND SIGNAGE WORK"}]
["02900-C10-00010","Four (4) Inch Transverse Markings",null,null,100,"LF",{"$f":"C631*(0.8*E631)","v":{"v":0,"d":"$0.00"}},{"$f":"D631*(0.2*E631)","v":{"v":0,"d":"$0.00"}}]
["02900-C10-00020","Six (6) Inch Transverse Markings",null,null,50,"LF",{"v":0,"d":"$0.00"},{"v":0,"d":"$0.00"}]
["02900-C10-00030","Twelve (12) Inch Transverse Markings",null,null,50,"LF",{"v":0,"d":"$0.00"},{"v":0,"d":"$0.00"}]
["02900-C10-00040","Eighteen (18) Inch Transverse Markings",null,null,500,"LF",{"v":0,"d":"$0.00"},{"v":0,"d":"$0.00"}]
["02900-C10-00050","Twenty Four (24) Inch Transverse Markings, Note: Used For Continental (Ladder) Crosswalk",null,null,500,"LF",{"v":0,"d":"$0.00"},{"v":0,"d":"$0.00"}]
["02900-C10-00060","Yield Line Markings (Twenty Four (24) Inch Triangle/Twelve (12) Inch Spacing), Note: LF is Width of Lane for Units",null,null,50,"LF",{"v":0,"d":"$0.00"},{"v":0,"d":"$0.00"}]
["02900-C10-00070","Four (4) Inch Longitudinal Solid Line",null,null,5000,"LF",{"v":0,"d":"$0.00"},{"v":0,"d":"$0.00"}]
["02900-C10-00080","Four (4) Inch Longitudinal Skip Line (Ten (10) Foot Line/Thirty (30) Foot Spacing), Note: Forty (40) LF Consists of Ten (10) LF of Marking and Thirty (30) LF of Space",null,null,250,"LF",{"v":0,"d":"$0.00"},{"v":0,"d":"$0.00"}]
["02900-C10-00090","Four (4) Inch Longitudinal Skip Line (Ten (10) Foot Line/Twenty (20) Foot Spacing), Note: Thirty (30) LF Consists of Ten (10) LF of Marking and Twenty (20) LF of Space",null,null,250,"LF",{"v":0,"d":"$0.00"},{"v":0,"d":"$0.00"}]
["02900-C10-00100","Four (4) Inch Longitudinal Skip Line (Two (2) Foot Line/Ten (10) Foot Spacing), Note: Twelve (12) LF Consists of Two (2) LF of Marking and Ten (10) LF of Space, **Turn Lane Skips**",null,null,200,"LF",{"v":0,"d":"$0.00"},{"v":0,"d":"$0.00"}]
["02900-C10-00110","Four (4) Inch Longitudinal Skip Line (Three (3) Foot Line/Nine (9) Foot Spacing), Note: 12 LF Consists of 3 LF of Marking and 9 LF of Space, **Centerline For Bike Trail Only**",null,null,50,"LF",{"v":0,"d":"$0.00"},{"v":0,"d":"$0.00"}]
["02900-C10-00120","Six (6) Inch Longitudinal Solid Line",null,null,150,"LF",{"v":0,"d":"$0.00"},{"v":0,"d":"$0.00"}]
["02900-C10-00130","Six (6) Inch Longitudinal Skip Line (Ten (10) Foot Line/Thirty (30) Foot Spacing), Note: Forty (40) LF Consists of Ten (10) LF of Marking and Thirty (30) LF of Space",null,null,75,"LF",{"v":0,"d":"$0.00"},{"v":0,"d":"$0.00"}]
["02900-C10-00140","Six (6) Inch Longitudinal Skip Lane (Ten (10) Foot Line/Twenty (20) Foot Spacing), Note: Thirty (30) LF Consists of Ten (10) LF of Marking and Twenty (20) LF of Space",null,null,75,"LF",{"v":0,"d":"$0.00"},{"v":0,"d":"$0.00"}]
["02900-C10-00150","Six (6) Inch Longitudinal Skip Line (Two (2) Foot Line/Ten (10) Foot Spacing), Note: Twelve (12) LF Consists of Two (2) LF of Marking and Ten (10) LF of Space",null,null,75,"LF",{"v":0,"d":"$0.00"},{"v":0,"d":"$0.00"}]
["02900-C10-00160","Six (6) Inch Longitudinal Skip Line (Two (2) Foot Line/ Four (4) Foot Spacing), Note: Six (6) LF Consists of Two (2) LF of Marking and Four (4) LF of Space",null,null,75,"LF",{"v":0,"d":"$0.00"},{"v":0,"d":"$0.00"}]
["02900-C10-00170","Twelve (12) Inch Yellow Longitudinal Centerline, Two - Four (4) Inch Yellow Lines with Four (4) Inch Separation",null,null,1500,"LF",{"v":0,"d":"$0.00"},{"v":0,"d":"$0.00"}]
["02900-C10-00180","Twelve (12) Inch Yellow Two-Way Left Turn Lane Marking, (One-Four (4) Inch Solid Yellow Skip Line (10/30) with Four (4) Inch Spacing), Note: Forty (40) LF Consists of Ten (10) LF of Marking and Thirty (30) LF of Space Next To Forty (40) LF of Marking",null,null,100,"LF",{"v":0,"d":"$0.00"},{"v":0,"d":"$0.00"}]
["02900-C10-00190","Twelve (12) Inch Yellow Longitudinal Reversable Lane Marking, Two - Four (4) Inch Yellow Skip Lines (10/30) with Four (4) Inch Spacing",null,null,100,"LF",{"v":0,"d":"$0.00"},{"v":0,"d":"$0.00"}]
["02900-C10-00200","Longitudinal Wide Double Skip Line, Two - Ten (10) Foot Lines/Thirty (30) Foot Spacing, Note: Forty (40) LF Consists of Ten (10) LF of Marking and Thirty (30) LF of Space",null,null,50,"LF",{"v":0,"d":"$0.00"},{"v":0,"d":"$0.00"}]
["02900-C10-00210","Longitudinal Wide Double Skip Line, Two - Ten (10) Foot Lines/Twenty (20) Foot Spacing, Note: Thirty (30) LF Consists of Ten (10) LF of Marking and Twenty (20) LF of Space",null,null,50,"LF",{"v":0,"d":"$0.00"},{"v":0,"d":"$0.00"}]
["02900-C10-00220","Longitudinal Wide Double Skip Line, Two - Two (2) Foot Lines/Ten (10) Foot Spacing, Note: Twelve (12) LF Consists of Two (2) LF of Marking and Ten (10) LF of Space",null,null,50,"LF",{"v":0,"d":"$0.00"},{"v":0,"d":"$0.00"}]
["02900-C10-00230","Eight (8) Foot Letters, Note: 'Turn Only' (for example)",null,null,10,"EA",{"v":0,"d":"$0.00"},{"v":0,"d":"$0.00"}]
["02900-C10-00232","Six (6) Foot Letters, Note: 'Bike Only' (for example)",null,null,10,"EA",{"v":0,"d":"$0.00"},{"v":0,"d":"$0.00"}]
["02900-C10-00235","Ten (10) Foot Letters, Note: 'School' (for example)",null,null,10,"EA",{"v":0,"d":"$0.00"},{"v":0,"d":"$0.00"}]
["02900-C10-00240","Single Arrows",null,null,15,"EA",{"v":0,"d":"$0.00"},{"v":0,"d":"$0.00"}]
["02900-C10-00250","Combination Arrows",null,null,5,"EA",{"v":0,"d":"$0.00"},{"v":0,"d":"$0.00"}]
["02900-C10-00260","Lane Reduction Arrows",null,null,5,"EA",{"v":0,"d":"$0.00"},{"v":0,"d":"$0.00"}]
["02900-C10-00270","Thirteen (13) Foot Yield Ahead Symbol (MUTCD Fig. 3B-26 Option B)",null,null,5,"EA",{"v":0,"d":"$0.00"},{"v":0,"d":"$0.00"}]
["02900-C10-00280","Speed Hump Markings (MUTCD Fig. 3B-29 Option A, or Fig. 3B-30 Option B), Two (2) Each Per Hump, **Each Hump Will Have 2 - 1 In Each Direction**",null,null,5,"EA",{"v":0,"d":"$0.00"},{"v":0,"d":"$0.00"}]
["02900-C10-00290","Standard Bicycle Symbols (MUTCD, Chapter 9C, Figure 9C-3), \"Bike Symbol\", \"Helmeted Bicyclist Symbol\"",null,null,5,"EA",{"v":0,"d":"$0.00"},{"v":0,"d":"$0.00"}]
["02900-C10-00300","Standard Bicycle Symbols (MUTCD, Chapter 9C, Figure 9C-9), \"Shared Lane Marking\"",null,null,5,"EA",{"v":0,"d":"$0.00"},{"v":0,"d":"$0.00"}]
["02900-C10-00310","Standard Bicycle Symbols (MUTCD, Chapter 9C, Figure 9C-7), \"Bike Detector Symbol\"",null,null,5,"EA",{"v":0,"d":"$0.00"},{"v":0,"d":"$0.00"}]
["02900-C10-00320","Six (6) Foot Bicycle Lane Arrow (Only for Multi-Use or Bikes Opposing Traffic)",null,null,5,"EA",{"v":0,"d":"$0.00"},{"v":0,"d":"$0.00"}]
["02900-C10-00330","Preferential Lane Symbol",null,null,5,"EA",{"v":0,"d":"$0.00"},{"v":0,"d":"$0.00"}]
["02900-C10-00340","International Symbol of Accessibility Parking Symbol",null,null,5,"EA",{"v":0,"d":"$0.00"},{"v":0,"d":"$0.00"}]
["02900-C10-00350","Colorized Bike Lane Coatings (per Specification 02900)",null,null,50,"SY",{"v":0,"d":"$0.00"},{"v":0,"d":"$0.00"}]
["02619-C10-00410","Traffic Control Sign (Typical Stop, Yield, No Parking, Speed Limit, or Similar)",null,null,25,"EA",{"v":0,"d":"$0.00"},{"v":0,"d":"$0.00"}]
["02619-C10-00420","Traffic Control Sign (Typical Stop, Yield, No Parking, Speed Limit, or Similar), Relocate with Existing Post",null,null,25,"EA",{"v":0,"d":"$0.00"},{"v":0,"d":"$0.00"}]
["02619-C10-00430","Traffic Control Sign (Typical Stop, Yield, No Parking, Speed Limit, or Similar), Relocate with New Post",null,null,20,"EA",{"v":0,"d":"$0.00"},{"v":0,"d":"$0.00"}]
["02619-C10-00440","Traffic Control Sign (Typical Stop, Yield, No Parking, Speed Limit, or Similar), Mount Sign to Light or Utility Pole",null,null,20,"EA",{"v":0,"d":"$0.00"},{"v":0,"d":"$0.00"}]
["02900-C10-00225","Twelve (12) Inch Yellow Gore Markings, Twenty (20) Foot Spacing @ 45 Degree",null,null,50,"LF",{"v":0,"d":"$0.00"},{"v":0,"d":"$0.00"}]
[null,"PAVEMENT MARKING AND SIGNAGE WORK SUBTOTAL",{"$nulls":4},{"$f":"SUM(G631:G672)","v":{"v":0,"d":"$0.00"}},{"$f":"SUM(H631:H672)","v":{"v":0,"d":"$0.00"}}]
[]
["C11",{"$f":"VLOOKUP(A675,[1]!Table_BidItem_CategoryClassification[#All],2,FALSE)","v":"LANDSCAPE AND HARDSCAPE RESTORATION WORK"}]
["329100-C11-00010","Imported Topsoil",null,null,500,"CY",{"$f":"C676*(0.8*E676)","v":{"v":0,"d":"$0.00"}},{"$f":"D676*(0.2*E676)","v":{"v":0,"d":"$0.00"}}]
["329100-C11-00020","Planting Soil Backfill, Mixture of 3/4 Existing Soil and 1/4 Organic Material (per Arlington County DPR Specification)",null,null,375,"CY",{"v":0,"d":"$0.00"},{"v":0,"d":"$0.00"}]
["329100-C11-00031","Continuous Soil Panel (per DPR Continuous Soil Panel and Tree Pit Drainage Details)",null,null,375,"CY",{"v":0,"d":"$0.00"},{"v":0,"d":"$0.00"}]
["329100-C11-00030","Planting Soil Backfill, Purchased Mixture (per Arlington County DPR Specification)",null,null,375,"CY",{"v":0,"d":"$0.00"},{"v":0,"d":"$0.00"}]
["329100-C11-00035","Compost",null,null,100,"CY",{"v":0,"d":"$0.00"},{"v":0,"d":"$0.00"}]
["329100-C11-00040","Shredded hardwood mulch; Aged 6 months minimum - Free of Trash & Debris",null,null,150,"CY",{"v":0,"d":"$0.00"},{"v":0,"d":"$0.00"}]
["329200-C11-00050","Seed, Mixture of 80% Tall Fescue, 10% Bluegrass and 10% Perennial Rye",null,null,150,"SY",{"v":0,"d":"$0.00"},{"v":0,"d":"$0.00"}]
["329200-C11-00060","Sod, Tall Fescue/Bluegrass Mixture",null,null,3750,"SY",{"v":0,"d":"$0.00"},{"v":0,"d":"$0.00"}]
["329200-C11-00070","Sod, Zoysia",null,null,3750,"SY",{"v":0,"d":"$0.00"},{"v":0,"d":"$0.00"}]
["329300-C11-00080","Hedge Row - Remove, Reset, and Mulch (Includes All Labor and Materials)",null,null,450,"LF",{"v":0,"d":"$0.00"},{"v":0,"d":"$0.00"}]
["02100-C11-00500","Tree/Stump Removal - Class A. Remove and Dispose, 6\" DBH to 12\" DBH (Diameter at Breast Height)",null,null,10,"EA",{"v":0,"d":"$0.00"},{"v":0,"d":"$0.00"}]
["02100-C11-00501","Tree/Stump Removal - Class B. Remove and Dispose, over 12\" DBH to 18\" DBH (Diameter at Breast Height)",null,null,10,"EA",{"v":0,"d":"$0.00"},{"v":0,"d":"$0.00"}]
["02100-C11-00502","Tree/Stump Removal - Class C. Remove and Dispose, over 18\" DBH to 24\" DBH (Diameter at Breast Height)",null,null,10,"EA",{"v":0,"d":"$0.00"},{"v":0,"d":"$0.00"}]
["02100-C11-00503","Tree/Stump Removal - Class D. Remove and Dispose, over 24\" DBH to 30\" DBH (Diameter at Breast Height)",null,null,10,"EA",{"v":0,"d":"$0.00"},{"v":0,"d":"$0.00"}]
["02100-C11-00504","Tree/Stump Removal - Class E. Remove and Dispose, over 30\" DBH to 36\" DBH (Diameter at Breast Height)",null,null,10,"EA",{"v":0,"d":"$0.00"},{"v":0,"d":"$0.00"}]
["02100-C11-00505","Tree/Stump Removal - Class F. Remove and Dispose, over 36\" DBH to 42\" DBH (Diameter at Breast Height)",null,null,10,"EA",{"v":0,"d":"$0.00"},{"v":0,"d":"$0.00"}]
["02100-C11-00506","Tree/Stump Removal - Class G. Remove and Dispose, over 42\" DBH to 48\" DBH (Diameter at Breast Height)",null,null,10,"EA",{"v":0,"d":"$0.00"},{"v":0,"d":"$0.00"}]
["02100-C11-00507","Tree/Stump Removal - Class H. Remove and Dispose, over 48\" DBH (Diameter at Breast Height)",null,null,10,"EA",{"v":0,"d":"$0.00"},{"v":0,"d":"$0.00"}]
["329300-C11-00600","Trees, Deciduous - 0.75 to 1.0\" caliper",null,null,10,"EA",{"v":0,"d":"$0.00"},{"v":0,"d":"$0.00"}]
["329300-C11-00601","Trees, Deciduous - 1.0 to 1.5\" caliper",null,null,10,"EA",{"v":0,"d":"$0.00"},{"v":0,"d":"$0.00"}]
["329300-C11-00602","Trees, Deciduous - 1.5 to 2.0\" caliper",null,null,10,"EA",{"v":0,"d":"$0.00"},{"v":0,"d":"$0.00"}]
["329300-C11-00603","Trees, Deciduous - 2.0 to 2.5\" caliper",null,null,10,"EA",{"v":0,"d":"$0.00"},{"v":0,"d":"$0.00"}]
["329300-C11-00604","Trees, Deciduous - 2.5 to 3.0\" caliper",null,null,10,"EA",{"v":0,"d":"$0.00"},{"v":0,"d":"$0.00"}]
["329300-C11-00605","Trees, Deciduous - 3.0 to 3.5\" caliper",null,null,10,"EA",{"v":0,"d":"$0.00"},{"v":0,"d":"$0.00"}]
["329300-C11-00606","Trees, Deciduous -4'-5' in height",null,null,10,"EA",{"v":0,"d":"$0.00"},{"v":0,"d":"$0.00"}]
["329300-C11-00607","Trees, Deciduous -5'-6' in height",null,null,10,"EA",{"v":0,"d":"$0.00"},{"v":0,"d":"$0.00"}]
["329300-C11-00608","Trees, Deciduous -6'-8' in height",null,null,10,"EA",{"v":0,"d":"$0.00"},{"v":0,"d":"$0.00"}]
["329300-C11-00609","Trees, Deciduous -8'-10' in height",null,null,10,"EA",{"v":0,"d":"$0.00"},{"v":0,"d":"$0.00"}]
["329300-C11-00610","Trees, Evergreen - 5.0 to 6.0' in height",null,null,10,"EA",{"v":0,"d":"$0.00"},{"v":0,"d":"$0.00"}]
["329300-C11-00611","Trees, Evergreen - 6.0 to 7.0' in height",null,null,10,"EA",{"v":0,"d":"$0.00"},{"v":0,"d":"$0.00"}]
["329300-C11-00614","Trees, Evergreen - 7.0' to 8.0' in height",null,null,10,"EA",{"v":0,"d":"$0.00"},{"v":0,"d":"$0.00"}]
["329300-C11-00612","Trees, Evergreen - 8.0 to 10.0' in height",null,null,10,"EA",{"v":0,"d":"$0.00"},{"v":0,"d":"$0.00"}]
["329300-C11-00613","Trees, Evergreen - 10.0 to 12.0' in height",null,null,10,"EA",{"v":0,"d":"$0.00"},{"v":0,"d":"$0.00"}]
["329300-C11-00650","Bare root Tree or Shrub Seedling 12\"-24\"",null,null,10,"EA",{"v":0,"d":"$0.00"},{"v":0,"d":"$0.00"}]
["329300-C11-00651","Bare root Tree or Shrub Seedling greater than 24\"",null,null,10,"EA",{"v":0,"d":"$0.00"},{"v":0,"d":"$0.00"}]
["329300-C11-01000","Herbaceous plants ( 4\" Deep plug Minimum)",null,null,10,"EA",{"v":0,"d":"$0.00"},{"v":0,"d":"$0.00"}]
["329300-C11-01010","Herbaceous Plant (Quart)",null,null,10,"EA",{"v":0,"d":"$0.00"},{"v":0,"d":"$0.00"}]
["329300-C11-01020","Herbaceous Plant (#1 Container)",null,null,10,"EA",{"v":0,"d":"$0.00"},{"v":0,"d":"$0.00"}]
["329300-C11-01080","Shrub (#1 Container)- Container or B&B",null,null,10,"EA",{"v":0,"d":"$0.00"},{"v":0,"d":"$0.00"}]
["329300-C11-01090","Shrub (#2 Container)- Container or B&B",null,null,10,"EA",{"v":0,"d":"$0.00"},{"v":0,"d":"$0.00"}]
["329300-C11-01100","Shurb (#3 Container)- Container or B&B",null,null,10,"EA",{"v":0,"d":"$0.00"},{"v":0,"d":"$0.00"}]
["329300-C11-01110","Shurb (#5 Container)- Container or B&B",null,null,10,"EA",{"v":0,"d":"$0.00"},{"v":0,"d":"$0.00"}]
["329300-C11-00081","Tree Staking (Arlington County Park and Recreation, 329300.6 and 329300.7)",null,null,50,"EA",{"v":0,"d":"$0.00"},{"v":0,"d":"$0.00"}]
["311300-C11-00082","Tree /Shrub Pruning",null,null,50,"EA",{"v":0,"d":"$0.00"},{"v":0,"d":"$0.00"}]
["311300-C11-00085","Root Pad ( DPR Detail 311100.4)",null,null,250,"EA",{"v":0,"d":"$0.00"},{"v":0,"d":"$0.00"}]
["311300-C11-00084","Root Protection Matting",null,null,150,"SF",{"v":0,"d":"$0.00"},{"v":0,"d":"$0.00"}]
["02612-C11-00100","Brick Pavers, Including Concrete Base (Arlington County Detail R-2.1)",null,null,50,"SY",{"v":0,"d":"$0.00"},{"v":0,"d":"$0.00"}]
["02780-C11-00101","Permeable Unit Pavers",null,null,50,"SY",{"v":0,"d":"$0.00"},{"v":0,"d":"$0.00"}]
["02780-C11-00111","Pervious Brick Pavers",null,null,25,"SY",{"v":0,"d":"$0.00"},{"v":0,"d":"$0.00"}]
["02612-C11-00110","Brick Pavers, Remove and Reset (Arlington County Detail R-2.1)",null,null,50,"SY",{"v":0,"d":"$0.00"},{"v":0,"d":"$0.00"}]
["02611-C11-00120","Flagstone Walkway, Remove & Reset or Replace to Match Existing",null,null,10,"SY",{"v":0,"d":"$0.00"},{"v":0,"d":"$0.00"}]
["02481-C11-00130","Bollard",null,null,15,"EA",{"v":0,"d":"$0.00"},{"v":0,"d":"$0.00"}]
["05500-C11-00140","Handrail (Arlington County Detail R-3.1)",null,null,50,"LF",{"v":0,"d":"$0.00"},{"v":0,"d":"$0.00"}]
["05500-C11-00150","Handrail - Ornamental (Arlington County Detail R-3.2)",null,null,50,"LF",{"v":0,"d":"$0.00"},{"v":0,"d":"$0.00"}]
["05500-C11-00160","Handrail - Trail Railing (Arlington County Detail R-3.3)",null,null,50,"LF",{"v":0,"d":"$0.00"},{"v":0,"d":"$0.00"}]
["05500-C11-00170","Handrail (Any Type or Material), Remove and Dispose",null,null,50,"LF",{"v":0,"d":"$0.00"},{"v":0,"d":"$0.00"}]
["01000-C11-00180","Wooden or Vinyl Fence (Typical Privacy, Picket, or Similar), Remove & Replace, Height Up to 6'",null,null,150,"LF",{"v":0,"d":"$0.00"},{"v":0,"d":"$0.00"}]
["01000-C11-00190","Wooden or Vinyl Fence (Typical Privacy, Picket, or Similar), Remove & Replace, Height Greater Than 6' Up to 8'",null,null,75,"LF",{"v":0,"d":"$0.00"},{"v":0,"d":"$0.00"}]
["01000-C11-00200","Chain Link Fence, Height Less Than or Equal to 6'",null,null,225,"LF",{"v":0,"d":"$0.00"},{"v":0,"d":"$0.00"}]
["01000-C11-00210","Chain Link Fence, Height Greater Than 6' Up to 8'",null,null,75,"LF",{"v":0,"d":"$0.00"},{"v":0,"d":"$0.00"}]
["01000-C11-00220","Chain Link Fence - Relocate, Height Less Than or Equal to 6'",null,null,450,"LF",{"v":0,"d":"$0.00"},{"v":0,"d":"$0.00"}]
["01000-C11-00230","Chain Link Fence - Relocate, Height Greater Than 6' Up to 8'",null,null,150,"LF",{"v":0,"d":"$0.00"},{"v":0,"d":"$0.00"}]
["01000-C11-00240","Chain Link Fence - Remove & Dispose, Height Less Than or equal to 6'",null,null,225,"LF",{"v":0,"d":"$0.00"},{"v":0,"d":"$0.00"}]
["01000-C11-00250","Chain Link Fence - Remove & Dispose, Height Greater Than 6' Up to 8'",null,null,75,"LF",{"v":0,"d":"$0.00"},{"v":0,"d":"$0.00"}]
["01000-C11-00260","Fence and Posts (Any Size or Material), Remove & Dispose, only when not included in other pay items",null,null,150,"LF",{"$f":"C740*(0.8*E740)","v":{"v":0,"d":"$0.00"}},{"$f":"D740*(0.2*E740)","v":{"v":0,"d":"$0.00"}}]
["04200-C11-00270","Landscape/Retaining Wall, Excluding Foundation (Segmental Non-Reinforced Interlocking Concrete Wall), Height Less Than 3' Exposed Face (Versa-Lok, or County Approved Alternate System)",null,null,150,"SF",{"v":0,"d":"$0.00"},{"v":0,"d":"$0.00"}]
["04200-C11-00280","Landscape/Retaining Wall (Block, Brick, Segmental, or Similar), Height Less Than or Equal to 3' Exposed Face, Remove and Dispose (Foundation Removal Paid Separately under Rock Excavation)",null,null,150,"SF",{"v":0,"d":"$0.00"},{"v":0,"d":"$0.00"}]
["04200-C11-00290","Landscape/Retaining Wall (Block, Brick, Segmental, or Similar), Height Greater Than 3' Exposed Face, Remove and Dispose (Foundation Removal Paid Separately under Rock Excavation)",null,null,150,"SF",{"v":0,"d":"$0.00"},{"v":0,"d":"$0.00"}]
["04300-C11-00300","Landscape Wall, Repoint and Repair",null,null,150,"SY",{"v":0,"d":"$0.00"},{"v":0,"d":"$0.00"}]
["04300-C11-00310","Retaining Wall - Mortar Rubble (Arlington County Detail R-4.0, including all materials as shown in drawing)",null,null,200,"CF",{"v":0,"d":"$0.00"},{"v":0,"d":"$0.00"}]
["04300-C11-00320","Retaining Wall - Mortar Rubble (Arlington County Detail R-4.1, including all materials as shown in drawing except Concrete Base)",null,null,200,"CF",{"v":0,"d":"$0.00"},{"v":0,"d":"$0.00"}]
["04300-C11-00330","Retaining Wall - Mortar Rubble (Arlington County Detail R-4.2, including all materials as shown in drawing)",null,null,200,"CF",{"v":0,"d":"$0.00"},{"v":0,"d":"$0.00"}]
["04300-C11-00340","Retaining Wall - Mortar Rubble (Arlington County Detail R-4.3, including all materials as shown in drawing except Concrete Base)",null,null,200,"CF",{"v":0,"d":"$0.00"},{"v":0,"d":"$0.00"}]
["04300-C11-00350","Retaining Wall - Concrete Base (Arlington County Detail R-4.1 or R-4.3 Only)",null,null,250,"CF",{"v":0,"d":"$0.00"},{"v":0,"d":"$0.00"}]
["04300-C11-00360","Retaining Wall - Concrete Gravity (VDOT RW-2)",null,null,75,"CF",{"v":0,"d":"$0.00"},{"v":0,"d":"$0.00"}]
["04300-C11-00370","Retaining Wall - Concrete Gravity (VDOT RW-3)",null,null,75,"CF",{"v":0,"d":"$0.00"},{"v":0,"d":"$0.00"}]
["04300-C11-00380","Retaining Wall - Rustication Treatment, Brick or Vertical Groove (VDOT RW-2, or VDOT RW-3)",null,null,50,"SY",{"v":0,"d":"$0.00"},{"v":0,"d":"$0.00"}]
["04300-C11-00390","Retaining Wall, Repoint and Repair",null,null,50,"SY",{"v":0,"d":"$0.00"},{"v":0,"d":"$0.00"}]
[null,"LANDSCAPE AND HARDSCAPE RESTORATION WORK SUBTOTAL",{"$nulls":4},{"$f":"SUM(G676:G753)","v":{"v":0,"d":"$0.00"}},{"$f":"SUM(H676:H753)","v":{"v":0,"d":"$0.00"}}]
[]
["C13",{"$f":"VLOOKUP(A756,[1]!Table_BidItem_CategoryClassification[#All],2,FALSE)","v":"EROSION AND SEDIMENT CONTROL WORK"}]
["01500-C13-00002","Mulch/Mat Construction Entrance",null,null,10,"EA",{"$f":"C757*(0.8*E757)","v":{"v":0,"d":"$0.00"}},{"$f":"D757*(0.2*E757)","v":{"v":0,"d":"$0.00"}}]
["01500-C13-00005","Gravel construction entrance, including wash rack (per Virginia Erosion & Sediment Control Handbook Standard & Specification 3.02)",null,null,2,"EA",{"v":0,"d":"$0.00"},{"v":0,"d":"$0.00"}]
["01500-C13-00010","Silt Fence, with Wire Support (Virginia Erosion & Sediment Control Handbook Standard & Specification 3.05)",null,null,750,"LF",{"v":0,"d":"$0.00"},{"v":0,"d":"$0.00"}]
["01500-C13-00020","Silt Fence, without Wire Support (Virginia Erosion & Sediment Control Handbook Standard & Specification 3.05)",null,null,750,"LF",{"v":0,"d":"$0.00"},{"v":0,"d":"$0.00"}]
["01500-C13-00025","Trenchless Super Silt Fence,  Furnish and Install all proposed elements shown on the ITB attachment for a complete installation",null,null,750,"LF",{"v":0,"d":"$0.00"},{"v":0,"d":"$0.00"}]
["01500-C13-00030","Storm Drain Inlet Protection, Silt Fence Drop Inlet Application (per Virginia Erosion & Sediment Control Handbook Standard & Specification 3.07)",null,null,50,"EA",{"v":0,"d":"$0.00"},{"v":0,"d":"$0.00"}]
["01500-C13-00040","Storm Drain Inlet Protection, Gravel & Wire Mesh Drop Inlet Application (per Virginia Erosion & Sediment Control Handbook Standard & Specification 3.07)",null,null,50,"EA",{"v":0,"d":"$0.00"},{"v":0,"d":"$0.00"}]
["01500-C13-00050","Storm Drain Inlet Protection, Block & Gravel Drop Inlet Application (per Virginia Erosion & Sediment Control Handbook Standard & Specification 3.07)",null,null,50,"EA",{"v":0,"d":"$0.00"},{"v":0,"d":"$0.00"}]
["01500-C13-00060","Storm Drain Inlet Protection, Gravel Curb Inlet Application (per Virginia Erosion & Sediment Control Handbook Standard & Specification 3.07)",null,null,50,"EA",{"v":0,"d":"$0.00"},{"v":0,"d":"$0.00"}]
["01500-C13-00070","Storm Drain Inlet Protection, Block & Gravel Curb Inlet Application (per Virginia Erosion & Sediment Control Handbook Standard & Specification 3.07)",null,null,50,"EA",{"v":0,"d":"$0.00"},{"v":0,"d":"$0.00"}]
["01500-C13-00080","Culvert Inlet Protection, Silt Fence Application (per Virginia Erosion & Sediment Control Handbook Standard & Specification 3.08)",null,null,3,"EA",{"v":0,"d":"$0.00"},{"v":0,"d":"$0.00"}]
["01500-C13-00090","Culvert Inlet Protection, Stone Combination Application (per Virginia Erosion & Sediment Control Handbook Standard & Specification 3.08)",null,null,3,"EA",{"v":0,"d":"$0.00"},{"v":0,"d":"$0.00"}]
["01500-C13-00100","Install and Remove Temporary Diversion Dike (per Virginia Erosion & Sediment Control Handbook Standard & Specification 3.09)",null,null,50,"LF",{"v":0,"d":"$0.00"},{"v":0,"d":"$0.00"}]
["01500-C13-00101","Install and Remove Temporary Fill Diversion (per Virginia Erosion & Sediment Control Handbook Standard & Specification 3.10)",null,null,50,"LF",{"v":0,"d":"$0.00"},{"v":0,"d":"$0.00"}]
["01500-C13-00102","Diversion (per Virginia Erosion & Sediment Control Handbook Standard & Specification 3.12)",null,null,100,"LF",{"v":0,"d":"$0.00"},{"v":0,"d":"$0.00"}]
["01500-C13-00103","Install and Remove Temporary sediment trap (per Virginia Erosion & Sediment Control Handbook Standard & Specification 3.13)",null,null,50,"CY",{"v":0,"d":"$0.00"},{"v":0,"d":"$0.00"}]
["01500-C13-00104","Temporary sediment basin (per Virginia Erosion & Sediment Control Handbook Standard & Specification 3.14) and sediment basin removal and fill upon completion",null,null,25,"CY",{"v":0,"d":"$0.00"},{"v":0,"d":"$0.00"}]
["01500-C13-00110","Rock Check Dam (per Virginia Erosion & Sediment Control Handbook Standard & Specification 3.20)",null,null,4,"EA",{"v":0,"d":"$0.00"},{"v":0,"d":"$0.00"}]
["01500-C13-00120","Dewatering Structure (per Virginia Erosion & Sediment Control Handbook Standard & Specification 3.26)",null,null,25,"EA",{"v":0,"d":"$0.00"},{"v":0,"d":"$0.00"}]
["01500-C13-00130","6' Chain Link Tree Protection Fence (per Arlington County DPR Standard 311300.1)",null,null,300,"LF",{"v":0,"d":"$0.00"},{"v":0,"d":"$0.00"}]
["01500-C13-00140","4' Chain Link Tree Protection Fence (per Arlington County DPR Standard 311300.2)",null,null,100,"LF",{"v":0,"d":"$0.00"},{"v":0,"d":"$0.00"}]
["01500-C13-00150","Root Pruning (per Arlington County DPR Standard 311300.5)",null,null,500,"LF",{"v":0,"d":"$0.00"},{"v":0,"d":"$0.00"}]
["01500-C13-00160","Tree Protection, Fencing and Amoring Applications (per Virginia Erosion & Sediment Control Handbook Standard & Specification 3.38)",null,null,750,"LF",{"v":0,"d":"$0.00"},{"v":0,"d":"$0.00"}]
["01500-C13-00300","Stormwater Channel excavation grass lined - seeded (per Virginia Erosion & Sediment Control Handbook Standard & Specification 3.17)",null,null,200,"SY",{"v":0,"d":"$0.00"},{"v":0,"d":"$0.00"}]
["01500-C13-00310","Gravel construction entrance, including wash rack (per Virginia Erosion & Sediment Control Handbook Standard & Specification 3.02)",null,null,2,"EA",{"v":0,"d":"$0.00"},{"v":0,"d":"$0.00"}]
["01500-C13-00320","Stormwater Channel excavation grass lined - seeded (per Virginia Erosion & Sediment Control Handbook Standard & Specification 3.17)",null,null,25,"SY",{"v":0,"d":"$0.00"},{"v":0,"d":"$0.00"}]
["01500-C13-00330","Stormwater Channel grass line seeded Rip Rap 12\", non grouted (per Virginia Erosion & Sediment Control Handbook Standard & Specification 3.17)",null,null,25,"SY",{"v":0,"d":"$0.00"},{"v":0,"d":"$0.00"}]
["01500-C13-00340","Stormwater Channel grass line seeded Rip Rap 18\", non grouted (per Virginia Erosion & Sediment Control Handbook Standard & Specification 3.17)",null,null,25,"SY",{"v":0,"d":"$0.00"},{"v":0,"d":"$0.00"}]
["01500-C13-00350","Stormwater Channel grass line sodded (per Virginia Erosion & Sediment Control Handbook Standard & Specification 3.17)",null,null,25,"SY",{"v":0,"d":"$0.00"},{"v":0,"d":"$0.00"}]
["01500-C13-00360","Stormwater Channel grass line sodded Rip Rap 12\", non grouted (per Virginia Erosion & Sediment Control Handbook Standard & Specification 3.17)",null,null,25,"SY",{"v":0,"d":"$0.00"},{"v":0,"d":"$0.00"}]
["01500-C13-00370","Stormwater Channel grass line sodded Rip Rap 18\", non grouted (per Virginia Erosion & Sediment Control Handbook Standard & Specification 3.17)",null,null,25,"SY",{"v":0,"d":"$0.00"},{"v":0,"d":"$0.00"}]
["01500-C13-00380","Stormwater Channel excavation Rip Rap 12\" non grouted (per Virginia Erosion & Sediment Control Handbook Standard & Specification 3.17)",null,null,25,"SY",{"v":0,"d":"$0.00"},{"v":0,"d":"$0.00"}]
["01500-C13-00390","Stormwater Channel excavation Rip Rap 18\" non grouted (per Virginia Erosion & Sediment Control Handbook Standard & Specification 3.17)",null,null,25,"SY",{"v":0,"d":"$0.00"},{"v":0,"d":"$0.00"}]
["01500-C13-00400","Outlet protection concrete 4\"(per Virginia Erosion & Sediment Control Handbook Standard & Specification 3.18)",null,null,10,"SY",{"v":0,"d":"$0.00"},{"v":0,"d":"$0.00"}]
["01500-C13-00410","Outlet protection grouted rip rap, 18\" (per Virginia Erosion & Sediment Control Handbook Standard & Specification 3.18)",null,null,10,"SY",{"v":0,"d":"$0.00"},{"v":0,"d":"$0.00"}]
["01500-C13-00420","Outlet protection non-grouted rip rap, 18\" (per Virginia Erosion & Sediment Control Handbook Standard & Specification 3.18)",null,null,10,"SY",{"v":0,"d":"$0.00"},{"v":0,"d":"$0.00"}]
["01500-C13-00430","Biologs with live stakes streambank protection (per Virginia Erosion & Sediment Control Handbook Standard & Specification 3.22)",null,null,10,"LF",{"v":0,"d":"$0.00"},{"v":0,"d":"$0.00"}]
["01500-C13-00440","Gabions streambank protection (per Virginia Erosion & Sediment Control Handbook Standard & Specification 3.23)",null,null,75,"CY",{"v":0,"d":"$0.00"},{"v":0,"d":"$0.00"}]
["01500-C13-00450","Streambank protection - Grouted rip rap 18\" (per Virginia Erosion & Sediment Control Handbook Standard & Specification 3.23)",null,null,10,"SY",{"v":0,"d":"$0.00"},{"v":0,"d":"$0.00"}]
["01500-C13-00460","Streambank protection - Non-Grouted rip rap 18\" (per Virginia Erosion & Sediment Control Handbook Standard & Specification 3.23)",null,null,10,"SY",{"v":0,"d":"$0.00"},{"v":0,"d":"$0.00"}]
["01500-C13-00470","Imbricated Riprap (Per DEQ Virginia Stream restoration and stabilization best management pracitices guide, Chapter 4, Section 1, Practice 1.3, Detail 1.3)",null,null,5,"CY/TON",{"v":0,"d":"$0.00"},{"v":0,"d":"$0.00"}]
["01500-C13-00480","Sandbag/Stone Diversion (Per DEQ Virginia Stream restoration and stabilization best management pracitices guide, Chapter 4, Section 5, Practice 5.2, Detail 5.2)",null,null,60,"EA",{"v":0,"d":"$0.00"},{"v":0,"d":"$0.00"}]
["01500-C13-00500","Permanent Soil stabilization mat - slope installation, (VDOT standard EC-3)",null,null,25,"SY",{"v":0,"d":"$0.00"},{"v":0,"d":"$0.00"}]
["01500-C13-00510","Permanent Soil stabilization mat - culvert outlet protection installation (VDOT standard EC-3)",null,null,5,"SY",{"v":0,"d":"$0.00"},{"v":0,"d":"$0.00"}]
["01500-C13-00520","Permanent Soil stabilization mat - ditch installation, (VDOT standard EC-3)",null,null,5,"SY",{"v":0,"d":"$0.00"},{"v":0,"d":"$0.00"}]
["01500-C13-00530","Temporary Soil stabilization mat - slope/ditch installation (VDOT standard EC-2)",null,null,25,"SY",{"v":0,"d":"$0.00"},{"v":0,"d":"$0.00"}]
["01500-C13-00540","Temporary jute mesh protective covering (VDOT standard EC-2)",null,null,25,"SY",{"v":0,"d":"$0.00"},{"v":0,"d":"$0.00"}]
["01500-C13-00550","Straw mulch with tack",null,null,25,"SY",{"v":0,"d":"$0.00"},{"v":0,"d":"$0.00"}]
[null,"EROSION AND SEDIMENT CONTROL WORK SUBTOTAL",{"$nulls":4},{"$f":"SUM(G803:G804)","v":{"v":0,"d":"$0.00"}},{"$f":"SUM(H803:H804)","v":{"v":0,"d":"$0.00"}}]
[]
["C15",{"$f":"VLOOKUP(A807,[1]!Table_BidItem_CategoryClassification[#All],2,FALSE)","v":"UNLISTED WORK"}]
["01000-C15-00010","Foreman With Pick-up Truck",null,null,40,"Hourly",{"$f":"C808*(0.8*E808)","v":{"v":0,"d":"$0.00"}},{"$f":"D808*(0.2*E808)","v":{"v":0,"d":"$0.00"}}]
["01000-C15-00020","Backhoe With Operator",null,null,40,"Hourly",{"v":0,"d":"$0.00"},{"v":0,"d":"$0.00"}]
["01000-C15-00030","Loader With Operator",null,null,40,"Hourly",{"v":0,"d":"$0.00"},{"v":0,"d":"$0.00"}]
["01000-C15-00040","Tandem/Tri-Axle Dump Truck With Driver",null,null,40,"Hourly",{"v":0,"d":"$0.00"},{"v":0,"d":"$0.00"}]
["01000-C15-00050","Single Axle Dump Truck With Driver",null,null,40,"Hourly",{"v":0,"d":"$0.00"},{"v":0,"d":"$0.00"}]
["01000-C15-00060","Labor - Pipe Layer",null,null,80,"Hourly",{"v":0,"d":"$0.00"},{"v":0,"d":"$0.00"}]
["01000-C15-00070","Labor - Concrete Finisher",null,null,80,"Hourly",{"v":0,"d":"$0.00"},{"v":0,"d":"$0.00"}]
["01000-C15-00080","Labor - Manhole Builder",null,null,80,"Hourly",{"v":0,"d":"$0.00"},{"v":0,"d":"$0.00"}]
["01000-C15-00090","Labor - Skilled",null,null,80,"Hourly",{"v":0,"d":"$0.00"},{"v":0,"d":"$0.00"}]
["01000-C15-00100","Labor - Unskilled",null,null,120,"Hourly",{"v":0,"d":"$0.00"},{"v":0,"d":"$0.00"}]
["01000-C15-00110","Flagman",null,null,120,"Hourly",{"v":0,"d":"$0.00"},{"v":0,"d":"$0.00"}]
["01000-C15-00120","Misc. Equipment Operator",null,null,40,"Hourly",{"v":0,"d":"$0.00"},{"v":0,"d":"$0.00"}]
["01000-C15-00130","Rubber Tire Loader With Operator",null,null,40,"Hourly",{"v":0,"d":"$0.00"},{"v":0,"d":"$0.00"}]
["01000-C15-00140","Skid Steer Loader With Operator",null,null,40,"Hourly",{"v":0,"d":"$0.00"},{"v":0,"d":"$0.00"}]
["01000-C15-00150","Track Excavator With Operator",null,null,40,"Hourly",{"v":0,"d":"$0.00"},{"v":0,"d":"$0.00"}]
["01000-C15-00160","Air Compressor With Tools",null,null,40,"Hourly",{"v":0,"d":"$0.00"},{"v":0,"d":"$0.00"}]
["01000-C15-00170","Tool Truck or Trailer with Tools Incidental to work",null,null,80,"Hourly",{"v":0,"d":"$0.00"},{"v":0,"d":"$0.00"}]
["01000-C15-00180","Trench Compactor",null,null,40,"Hourly",{"v":0,"d":"$0.00"},{"v":0,"d":"$0.00"}]
["01000-C15-00190","Pavement Breaker",null,null,40,"Hourly",{"v":0,"d":"$0.00"},{"v":0,"d":"$0.00"}]
["01000-C15-00200","Welding (Includes All Labor And Equipment)",null,null,40,"Hourly",{"v":0,"d":"$0.00"},{"v":0,"d":"$0.00"}]
["01000-C15-00210","Lighting With Generator",null,null,40,"Hourly",{"v":0,"d":"$0.00"},{"v":0,"d":"$0.00"}]
["01000-C15-00220","Roadway Steel Plates - EA",null,null,10,"DAY",{"v":0,"d":"$0.00"},{"v":0,"d":"$0.00"}]
["01000-C15-00230","Excavation Trench Box - EA",null,null,10,"DAY",{"v":0,"d":"$0.00"},{"v":0,"d":"$0.00"}]
["01000-C15-00240","Electronic Arrow Board",null,null,80,"Hourly",{"v":0,"d":"$0.00"},{"v":0,"d":"$0.00"}]
["01000-C15-00250","Work Zone Set-Up - Includes Signs, Channelizers And Cones",null,null,10,"DAY",{"v":0,"d":"$0.00"},{"v":0,"d":"$0.00"}]
["01000-C15-00260","Boom Truck with Driver/Operator",null,null,40,"Hourly",{"v":0,"d":"$0.00"},{"v":0,"d":"$0.00"}]
["01000-C15-00270","Tractor Trailer with Driver",null,null,40,"Hourly",{"v":0,"d":"$0.00"},{"v":0,"d":"$0.00"}]
["01000-C15-00280","4\" or Greater Dewatering Pump",null,null,10,"DAY",{"v":0,"d":"$0.00"},{"v":0,"d":"$0.00"}]
["01000-C15-00290","Tapping Machine",null,null,10,"Hourly",{"v":0,"d":"$0.00"},{"v":0,"d":"$0.00"}]
["01000-C15-00300","Jack Hammer",null,null,10,"Hourly",{"v":0,"d":"$0.00"},{"v":0,"d":"$0.00"}]
["01000-C15-00310","Pipe Layer",null,null,10,"Hourly",{"v":0,"d":"$0.00"},{"v":0,"d":"$0.00"}]
["01000-C15-00320","Pipe Layer Helper",null,null,10,"Hourly",{"v":0,"d":"$0.00"},{"v":0,"d":"$0.00"}]
["01000-C15-00330","1st Class Lineman",null,null,10,"Hourly",{"v":0,"d":"$0.00"},{"v":0,"d":"$0.00"}]
["01000-C15-00340","3rd Class Lineman",null,null,10,"Hourly",{"v":0,"d":"$0.00"},{"v":0,"d":"$0.00"}]
["01000-C15-00350","Utility Truck w/ Tools",null,null,10,"Hourly",{"v":0,"d":"$0.00"},{"v":0,"d":"$0.00"}]
["01000-C15-00360","Pole Truck w/ Operator",null,null,10,"Hourly",{"v":0,"d":"$0.00"},{"v":0,"d":"$0.00"}]
["01000-C15-00370","Aerial Lift Truck w/ Operator",null,null,10,"Hourly",{"v":0,"d":"$0.00"},{"v":0,"d":"$0.00"}]
["01000-C15-00380","Air Compressor w/Air Tools",null,null,10,"Hourly",{"v":0,"d":"$0.00"},{"v":0,"d":"$0.00"}]
["01000-C15-00390","Pole Trailer",null,null,10,"Hourly",{"v":0,"d":"$0.00"},{"v":0,"d":"$0.00"}]
["01000-C15-00400","Cable Trailer",null,null,10,"Hourly",{"v":0,"d":"$0.00"},{"v":0,"d":"$0.00"}]
[null,"UNLISTED WORK SUBTOTAL",{"$nulls":4},{"$f":"SUM(G808:G847)","v":{"v":0,"d":"$0.00"}},{"$f":"SUM(H808:H847)","v":{"v":0,"d":"$0.00"}}]
[]
["C17",{"$f":"VLOOKUP(A850,[1]!Table_BidItem_CategoryClassification[#All],2,FALSE)","v":"STORMWATER WORK"}]
["MASTER ITEM #","DESCRIPTION",null,null,"QTY","UNIT","UNIT\nPRICE","TOTAL"]
["ACSWM-C17-00009","Aggregate, Double Washed VDOT #8 (Uncompacted in Place, Choking Layer)",null,null,550,"CY",{"$f":"C852*(0.8*E852)","v":{"v":0,"d":"$0.00"}},{"$f":"D852*(0.2*E852)","v":{"v":0,"d":"$0.00"}}]
["ACSWM-C17-00020","Aggregate, Double Washed VDOT #57-A (Uncompacted in Place)",null,null,15,"CY",{"v":0,"d":"$0.00"},{"v":0,"d":"$0.00"}]
["ACSWM-C17-00030","Inlet Protection/ Energy Dissipaton (3\"-6\" Rounded River Rock)",null,null,250,"CY",{"v":0,"d":"$0.00"},{"v":0,"d":"$0.00"}]
[null,"STORMWATER WORK SUBTOTAL",{"$nulls":4},{"$f":"SUM(G852:G854)","v":{"v":0,"d":"$0.00"}},{"$f":"SUM(H852:H854)","v":{"v":0,"d":"$0.00"}}]
[]
[]
[]
[{"$nulls":5}," CONTRACT TOTAL (EXCLUDING PERCENTAGE ITEMS)",{"$f":"SUM(G855,G848,G754,G673,G628,G570,G453,G439,G87,G68,G33)","v":{"v":0,"d":"$0.00"}},{"$f":"SUM(H855,H848,H754,H673,H628,H570,H453,H439,H87,H68,H33)","v":{"v":0,"d":"$0.00"}}]
[]
["PCT",{"$f":"VLOOKUP(A861,[1]!Table_BidItem_CategoryClassification[#All],2,FALSE)","v":"PERCENTAGE LINE ITEMS"}]
["MASTER ITEM #","DESCRIPTION",null,null,"UNIT",null,"TOTAL PERCENTAGE PRICE"]
["01000-C16-00010","Maintenance of Traffic (MOT)",null,null,"%",null,{"$f":"(C863/100)*($G$859+$H$859)","v":{"v":0,"d":"$0.00"}}]
["01000-C16-00020","Re-Mobilization (For On-Call Contracts Only)",null,null,"%",null,{"$f":"(C864/100)*($G$859+$H$859)","v":{"v":0,"d":"$0.00"}}]
["01000-C16-00030","Mobilization and De-Mobilization",null,null,"%",null,{"v":0,"d":"$0.00"}]
["01500-SA-00200","SWPPP Administration",null,null,"%",null,{"v":0,"d":"$0.00"}]
[{"$nulls":6},"PERCENTAGE LINE ITEMS SUBTOTAL",{"$f":"SUM(G863:H866)","v":{"v":0,"d":"$0.00"}}]
[]
[]
[]
[{"$nulls":6},"GRAND TOTAL BID PRICE:",{"$f":"$H$867+H859+G859","v":{"v":0,"d":"$0.00"}}]