{"text_format":"3","workbook":"xlsx","n_sheets":7,"sheets":["Instructions","Project Summary","Master_Template_Bid_Tab-GC","Master_Template_Bid_Tab-WW","Master_Template_Bid_Tab-WP","Arlington County Specifications","Category Classification"],"not_rendered":{"images":2,"defined_names":12},"read":"whole","date_system":"1900"}

{"sheet":"Instructions","index":0,"n_rows":0,"n_cols":0,"rows_kept":0,"hidden":true}

{"sheet":"Project Summary","index":1,"n_rows":151,"n_cols":10,"rows_kept":151,"merged":[[0,0,0,6],[2,0,2,6],[3,0,3,6],[5,1,14,1],[5,2,14,2],[5,3,14,3],[5,4,14,4],[5,5,14,5],[5,6,14,6],[15,3,15,5],[16,3,16,5],[19,0,19,6],[20,0,20,6],[26,0,26,6],[32,0,32,6],[37,0,37,6],[42,0,42,6],[47,0,47,6],[62,0,62,6],[75,0,75,6],[93,0,93,6],[103,0,103,6],[109,3,109,5],[110,3,110,5],[111,3,111,5],[112,3,112,5],[113,0,113,6],[134,3,134,5],[135,3,135,5],[138,2,139,4],[138,5,139,6],[142,0,142,4],[143,3,143,4],[144,3,144,4],[145,3,145,4],[146,3,146,4],[147,3,147,4],[148,3,148,4],[149,3,149,4],[150,3,150,4]]}
["ARLINGTON COUNTY, VIRGINIA\nOFFICE OF THE PURCHASING AGENT\nREVISED INVITATION TO BID NO. 22-DES-ITB-473\nINTERGRATED PEST MANAGEMENT SERVICES"]
[]
["\"A\" List: Industrial Treatment"]
["WATER POLLUTION CONTROL PLANT"]
["FACILITY NAME","EST. SQUARE FOOTAGE","COMMENTS","VISITS PER MONTH","UNIT","UNIT PRICE","EXTENDED PRICE"]
["WATER POLLUTION CONTROL PLANT BUILDILNGS:",{"v":159412,"d":"159,412"},"Standard Treatment",4,"EACH",null,{"$f":"D6*F6","v":0}]
["Primary Treatment"]
["Secondary"]
["Post Airation Facility"]
["Blower Bulding"]
["Trailer #5"]
["Operations Building"]
["Maintenance and Prelimiary Treatment Buildings"]
["Wet Weather Filtration Facility"]
["De-Watering Building"]
[{"$nulls":3},"Subtotal Monthly Charge for \"A\" List",null,null,{"$f":"G6","v":0}]
[{"$nulls":3},"Subtotal Yearly Charge for \"A\" List",null,null,{"$f":"G16*12","v":0}]
[]
[]
["\"B\" List PROFESSIONAL OFFICE BUILDING TREATMENT"]
["DETENTION FACILITY"]
["FACILITY NAME","EST. SQUARE FOOTAGE","COMMENTS","VISITS PER MONTH","UNIT","UNIT PRICE","EXTENDED PRICE"]
["DETENTION FACILITY\n1435 N. COURTHOUSE ROAD",{"v":325115,"d":"325,115"},"STANDARD TREATMENT",2,"EACH",null,{"$f":"D23*F23","v":0}]
["COURT/POLICE FACILITY\n1425 COURTHOUSE ROAD",{"v":325000,"d":"325,000"},"STANDARD TREATMENT",2,"EACH",null,{"$f":"D24*F24","v":0}]
[]
[]
["WATER SEWER STREETS",{"$nulls":8},"`"]
["FACILITY NAME","EST. SQUARE FOOTAGE","COMMENTS","VISITS PER MONTH","UNIT","UNIT PRICE","EXTENDED PRICE"]
["WATER CONTROL BUILDING 4202 S 28TH STREET BASEMENT AND 1ST FLOOR",{"v":30060,"d":"30,060"},"STANDARD TREATMENT",1,"EACH",null,{"$f":"D29*F29","v":0}]
["WATER/SEWER/STREETS/ ADMIN 4200 S. 28TH STREET",{"v":2000,"d":"2,000"},"STANDARD TREATMENT",1,"EACH",null,{"$f":"D30*F30","v":0}]
[]
[]
["SOLID WASTE AND TRAFFIC ENGINEERING"]
["FACILITY NAME","EST. SQUARE FOOTAGE","COMMENTS","VISITS PER MONTH","UNIT","UNIT PRICE","EXTENDED PRICE"]
["TRADES CENTER YARD\n4300 S TAYLOR STREET",{"v":20833,"d":"20,833"},"STANDARD TREATMENT",1,"EACH",null,{"$f":"D35*F35","v":0}]
[]
[]
["ARGUS HOUSE"]
["FACILITY NAME","EST. SQUARE FOOTAGE","COMMENTS","VISITS PER MONTH","UNIT","UNIT PRICE","EXTENDED PRICE"]
["ARGUS HOUSE GROUP HOME\n1521 CLARENDON BOULEVARD",{"v":4500,"d":"4,500"},"STANDARD TREATMENT",1,"EACH",null,{"$f":"D40*F40","v":0}]
[]
[]
["EQUIPMENT DIVISION"]
["FACILITY NAME","EST. SQUARE FOOTAGE","COMMENTS","VISITS PER MONTH","UNIT","UNIT PRICE","EXTENDED PRICE"]
["EQUIPMENT DIVISION FACILITY\n2701 S. TAYLOR STREET",{"v":38200,"d":"38,200"},"STANDARD TREATMENT",1,"EACH",null,{"$f":"D45*F45","v":0}]
[]
[]
["FIRE DEPARTMENT"]
["FACILITY NAME","EST. SQUARE FOOTAGE","COMMENTS","VISITS PER MONTH","UNIT","UNIT PRICE","EXTENDED PRICE"]
["FIRE DEPARTMENT HQ 1020 N.\nHUDSON STREET",{"v":17000,"d":"17,000"},"STANDARD TREATMENT",1,"EACH",null,{"$f":"D50*F50","v":0}]
["TRAINING DIVISION BLDG 2800 S. TYLOR STREET",{"v":12000,"d":"12,000"},"STANDARD TREATMENT",1,"EACH",null,{"$f":"D51*F51","v":0}]
["STATION NO. 1\n500 S. GLEBE ROAD",{"v":13500,"d":"13,500"},"STANDARD TREATMENT",1,"EACH",null,0]
["STATION NO. 2\n4805 WILSON BLVD",{"v":11900,"d":"11,900"},"STANDARD TREATMENT",1,"EACH",null,0]
["STATION NO. 3\n3900 LEE HIGHWAY",{"v":14474,"d":"14,474"},"STANDARD TREATMENT",1,"EACH",null,0]
["STATION NO. 4\n3121 N. 10TH STREET",{"v":20385,"d":"20,385"},"STANDARD TREATMENT",1,"EACH",null,0]
["STATION NO. 5\n735 S. 18TH STREET",{"v":11957,"d":"11,957"},"STANDARD TREATMENT",1,"EACH",null,0]
["STATION NO. 6\n6929 LEE HIGHWAY",{"v":18236,"d":"18,236"},"STANDARD TREATMENT",1,"EACH",null,0]
["STATION NO. 8\n4845 LEE HIGHWAY",{"v":8160,"d":"8,160"},"STANDARD TREATMENT",1,"EACH",null,0]
["STATION NO. 9\n1900 WALTER REED DR.",{"v":14118,"d":"14,118"},"STANDARD TREATMENT",1,"EACH",null,0]
["STATION NO. 10\n1535 WILSON BLVD",{"v":10000,"d":"10,000"},"STANDARD TREATMENT",1,"EACH",null,0]
[]
[]
["Park Department"]
["FACILITY NAME","EST. SQUARE FOOTAGE","COMMENTS","VISITS PER MONTH","UNIT","UNIT PRICE","EXTENDED PRICE"]
["LUBBER RUN REC. CENTER\n300 N. PARK DRIVE",{"v":58348,"d":"58,348"},"STANDARD TREATMENT",1,"EACH",null,{"$f":"D65*F65","v":0}]
["DAWSON TERRACE REC. CENTER 2133 N. TAFT STREET",{"v":2900,"d":"2,900"},"STANDARD TREATMENT",1,"EACH",null,0]
["CARLIN HALL\n5711 S. 4TH  STREET",{"v":2816,"d":"2,816"},"STANDARD TREATMENT",1,"EACH",null,0]
["WALTER REED REC. CENTER \n2909 S. 16TH STREET",{"v":24293,"d":"24,293"},"STANDARD TREATMENT",1,"EACH",null,0]
["GULF BRANCH NATURE CENTER 3608 N. MILITARY ROAD",{"v":4500,"d":"4,500"},"STANDARD TREATMENT",1,"EACH",null,0]
["LONG BRANCH NATURE CENTER 625 S. CARLIN SPRINGS RD",{"v":4500,"d":"4,500"},"STANDARD TREATMENT",1,"EACH",null,0]
["MADISON CENTER 3829 N. STAFFORD STREET",{"v":34250,"d":"34,250"},"STANDARD TREATMENT",1,"EACH",null,0]
["PARK OPERATIONS CENTER\n2755 S. STUART STREET",{"v":34479,"d":"34,479"},"STANDARD TREATMENT",1,"EACH",null,0]
["Long Bridge Aquodic Center\n333 Long Bridge Drive",{"v":44471,"d":"44,471"},"STANDARD TREATMENT",1,"EACH",null,0]
[]
[]
["FMB - FACILITIES MAINTENANCE"]
["FACILITY NAME","EST. SQUARE FOOTAGE","COMMENTS","VISITS PER MONTH","UNIT","UNIT PRICE","EXTENDED PRICE"]
["AURORA HILLS\n735 S. 18TH  STREET",{"v":13000,"d":"13,000"},"STANDARD TREATMENT",1,"EACH",null,{"$f":"D78*F78","v":0}]
["LEE CENTER\n5722 N. LEE HIGHWAY",{"v":14000,"d":"14,000"},"STANDARD TREATMENT",1,"EACH",null,{"$f":"D79*F79","v":0}]
["Thomas Building  2020 Office Building\nfloors 4-7 2020 A 14th  Street",{"v":28000,"d":"28,000"},"STANDARD TREATMENT",1,"EACH",null,{"$f":"D80*F80","v":0}]
["WOODMONT SCHOOL\n2422 N. FILMORE STREET\n(All Areas except\nGymnastics Center)",{"v":44496,"d":"44,496"},"STANDARD TREATMENT",1,"EACH",null,0]
["Day Care Center\n2920 Glebe Road",{"v":15320,"d":"15,320"},"STANDARD TREATMENT",1,"EACH",null,0]
["COURT SQUARE WEST\n1400 UHLE STREET",{"v":46286,"d":"46,286"},"STANDARD TREATMENT",1,"EACH",null,0]
["FAIRLINGTON COMMUNITY CENTER\n3308 S. STAFFORD STREET",{"v":36688,"d":"36,688"},"STANDARD TREATMENT",1,"EACH",null,0]
["Quincy Street (4 Buildings) 1425,1429,1435,1439 N. Quincy Street",{"v":60000,"d":"60,000"},"STANDARD TREATMENT",1,"EACH",null,0]
["ARLINGTON MILL REC CTR\n4795 COLUMBIA PIKE",{"v":135875,"d":"135,875"},"STANDARD TREATMENT",2,"EACH",null,0]
["FORT C. F. SMITH\n2411 N. 24TH  STREET",{"v":2900,"d":"2,900"},"STANDARD TREATMENT",1,"EACH",null,0]
["ART/New Warehouse\n2900 S. Eads Road",{"v":6500,"d":"6,500"},"STANDARD TREATMENT",1,"EACH",null,0]
["Barcroft SPORTS COMPLEX\n4200 S. FOUR RUN MILE DR",{"v":30000,"d":"30,000"},"STANDARD TREATMENT",2,"EACH",null,0]
["Animal Welfare\n2650S Arlington Mill Road",{"v":8000,"d":"8,000"},"STANDARD TREATMENT",1,"EACH",null,0]
["WETA Sports Wellness \n3700S Four Mile Run",{"v":26234,"d":"26,234"},"STANDARD TREATMENT",1,"EACH",null,0]
[]
[]
["LIBRARY DEPARTMENT"]
["FACILITY NAME","EST. SQUARE FOOTAGE","COMMENTS","VISITS PER MONTH","UNIT","UNIT PRICE","EXTENDED PRICE"]
["CENTRAL LIBRARY\n1015 N. QUINCY STREET",{"v":91322,"d":"91,322"},"STANDARD TREATMENT",1,"EACH",null,{"$f":"D96*F96","v":0}]
["COLUMBIA PIKE BRANCH\n816 S. WALTER REED DR.",{"v":10000,"d":"10,000"},"STANDARD TREATMENT",1,"EACH",null,{"$f":"D97*F97","v":0}]
["CHERRYDALE BRANCH  2190 N. MILITARY RD",{"v":6000,"d":"6,000"},"STANDARD TREATMENT",1,"EACH",null,0]
["GLEN CARLYN BRANCH\n300 S. KENSINGTON ST",{"v":5500,"d":"5,500"},"STANDARD TREATMENT",1,"EACH",null,0]
["SHIRLINGTON BRANCH  2700 S.\nARLINGTON MILL\nDR",{"v":35450,"d":"35,450"},"STANDARD TREATMENT",1,"EACH",null,0]
["WESTOVER BRANCH 1800 N. LEXINGTON",{"v":16689,"d":"16,689"},"STANDARD TREATMENT",1,"EACH",null,0]
[]
[]
["DHS ADMINISTRATIVE SERVICES"]
["FACILITY NAME","EST. SQUARE FOOTAGE","COMMENTS","VISITS PER MONTH","UNIT","UNIT PRICE","EXTENDED PRICE"]
["Residential Program Shelter/Detox\n1584 Columbia Pike",{"v":21000,"d":"21,000"},"STANDARD TREATMENT",1,"EACH",null,{"$f":"D106*F106","v":0}]
["INDEPENDENCE HOUSE\n1727 N. FARIFAX DRIVE",{"v":16586,"d":"16,586"},"STANDARD TREATMENT",1,"EACH",null,{"$f":"D107*F107","v":0}]
["Sullivan Community Residence\n1212 S. Irving Street",{"v":6500,"d":"6,500"},"STANDARD TREATMENT",1,"EACH",null,{"$f":"D108*F108","v":0}]
["3103 9th  Street",{"v":10000,"d":"10,000"},"STANDARD TREATMENT",1,"EACH",null,{"$f":"D109*F109","v":0}]
[{"$nulls":3},"Subtotal Monthly Charge for \"B\" List",null,null,{"$f":"G23+G24+G29+G30+G35+G40+G45+G50+G51+G52+G53+G54+G55+G56+G57+G58+G59+G60+G65+G66+G67+G68+G69+G70+G71+G72+G73+G78+G79+G80+G81+G82+G83+G84+G85+G86+G87+G88+G89+G90+G91+G96+G97+G98+G99+G100+G101+G106+G107+G108+G109","v":0}]
[{"$nulls":3},"Subtotal Yearly Charge for \"B\" List",null,null,{"$f":"G110*12","v":0}]
[]
[]
["\"C\" List: Parks and Open Space Rat Control"]
["FACILITY NAME","EST. BAIT STATIONS","COMMENTS","VISITS PER MONTH","UNIT","UNIT PRICE","EXTENDED PRICE"]
["DARK STAR PARK\n1655 N. FORT MYER DRIVE",3,null,2,"EACH",null,{"$f":"D116*F116","v":0}]
["GATEWAY PARK\n1300 LEE HIGHWAY ",23,null,2,"EACH",null,0]
["CLARENDON BARTON POP PARK\n2409 CLAREDNDON BLVD",7,null,2,"EACH",null,{"$f":"D118*F118","v":0}]
["BARCROFT CONCESSION\n5943 N. 10TH ROAD",5,null,2,"EACH"]
["FOUR MILE RUN GARDENS                              \n4000 to 4200  Four Mile Run Dr.",36,null,2,"EACH",null,0]
["FOX CROFT HEIGHTS PARK                                 \n801  S. Oak St",5,null,2,"EACH",null,0]
["GLEBE COMMUNITY GARDEN                             2815 S. Lang Street",20,null,2,"EACH",null,0]
["KEY COMMUNITY GARDEN                               \n1601 Key Blvd.",10,null,2,"EACH",null,0]
["TOWERS PARK                                                          801  Scott St.",9,null,2,"EACH",null,0]
["VIRGINIA HIGHLANDS PARK                            \n1600 S Hayes St.",10,null,2,"EACH",null,0]
["W&O BIKE PATH                                                       \nS. Shirlington Rd. to N. Washington and Langston Blvd.",10,null,2,"EACH",null,0]
["STRATFORD PARK                                               \n4321 Old Dominion Dr.",8,null,2,"EACH",null,0]
["THOMAS BUILDING\n2020 14TH ST. ",2,null,2,"EACH",null,0]
["RESINDENTIAL PROGRAM CENTER\n1548 COLUMBIA PIKE ",14,null,2,"EACH",null,0]
["Signature Theater\n4200 CAMPBELL AVE",5,null,2,"EACH",null,0]
["LUBBER RUN REC CENTER\n300 N PARK Dr. ",14,null,2,"EACH",null,0]
["Arlington Children’s Center\n1915 N. Uhle Street",5,null,2,"EACH",null,0]
["ART/WAREHOUSE\n2900 S. Eads Street 6 boxes)",6,null,2,"EACH",null,0]
["RAT ABATEMENT BOX INSPECTION AND REFILL per inspection per box",1,"All County Facilities",2,"EACH",null,0]
[{"$nulls":3},"Subtotal Monthly Charge for \"C\" List",null,null,{"$f":"SUM(G116:G134)","v":0}]
[{"$nulls":3},"Subtotal Yearly Charge for \"C\" List",null,null,{"$f":"G135*12","v":0}]
[]
[]
[null,null,"TOTAL YEARLY CHARGE",null,null,{"$f":"SUM(G17,G111,G136)","v":0}]
[]
[]
[]
["\"D\" List: OTHER PEST SERVICES REQUESTED BY THE COUNTY "]
["FACILITY NAME","SERVICE CALLS PER MONTH","UOM","UNIT PRICE"]
["CARPENTER BEE TREATMENT",2,"SQFT"]
["BEE NEST REMOVAL FROM BUILDINGS & TREES (WITHIN 50 FT RADIUS OF BLDGS)",3,"EACH"]
["MOSQUITO TREATMENT\nAT THE WATER POLUTION CONTROL PLANT BLDG.",1,"EACH"]
["CHIRONOMID FLY CONTROL \nAT THE WATER POLUTION CONTROL PLANT BLDG.",1,"EACH"]
["Drain fly treatment   DETENTION FACILITY 1435 N. Courthouse Road",4,"EACH"]
["K9 Dog Inspection for Bed Bugs (Cost per inspection) ",1,"EACH"]
["Bed Bug Treatment Cost per Square Foot ",1,"SQFT"]

{"sheet":"Master_Template_Bid_Tab-GC","index":2,"n_rows":598,"n_cols":12,"rows_kept":598,"hidden":true,"merged":[[0,0,0,8],[1,0,1,8],[2,0,2,8],[4,3,4,8],[29,3,29,8],[58,3,58,8],[82,3,82,8],[83,3,83,8],[242,3,242,8],[344,3,344,8],[433,3,433,8],[441,3,441,8],[454,3,454,8]]}
["ARLINGTON COUNTY, VIRGINIA\nOFFICE OF THE PURCHASING AGENT\nINVITATION TO BID NO. XXX-XX\nPROJECT NO.:  T08S - N Glebe Rd at Chesterbrook Rd"]
["SUBMIT AN ORIGINAL SIGNED BID FORM AND ONE COPY"]
["THE UNDERSIGNED CERTIFIES THAT (CONTRACTOR NAME)___________________________\nIS CURRENTLY REGISTERED WITH THE VIRGINIA STATE BOARD OF CONTRACTORS AS REQUIRED BY THE CODE OF VIRGINIA.  CERTIFICATE NUMBER _________________ WAS ISSUED ON THE ________DAY OF _____________, 20XX.  THE UNDERSIGNED FURTHER CERTIFIES THAT THE REGISTRATION FEE AND ALL RENEWAL FEES REQUIRED UNDER LAW HAVE BEEN PAID.  THE CONTRACTOR AGREES TO FURNISH ALL NECESSARY LABOR, EQUIPMENT, MATERIALS, AND ALL THINGS NECESSARY TO PERFORM THE WORK AS SET FORTH IN ACCORDANCE WITH THE PLANS AND SPECIFICATIONS. THE CONTRACTOR AGREES TO PERFORM RELATED WORK FOR THE FOLLOWING ITEMS AT THE FOLLOWING STIPULATED PRICES: (ALL PRICES INCLUDE PROVISION AND INSTALLATION).\n"]
[{"$nulls":3},"Bid Item Number","Description","Qty","Unit","Unit Price","Total Price"]
[{"$nulls":3},"EXCAVATION & SITE WORK"]
["02200","C1",{"$f":"IF(I6>0,COUNTIF($I$6:I6,\">\"&0)*10,\"\")","v":""},{"$f":"A6&\"-\"&B6&\"-\"&TEXT(C6,\"00000\")","v":"02200-C1-"},"General Excavation, only when not included in other pay items",120,"CY",null,{"$f":"H6*F6","v":0}]
["02202","C1",{"$f":"IF(I7>0,COUNTIF($I$6:I7,\">\"&0)*10,\"\")","v":""},{"$f":"A7&\"-\"&B7&\"-\"&TEXT(C7,\"00000\")","v":"02202-C1-"},"Rock Excavation, only when not included in other pay items",null,"CY",null,{"$f":"H7*F7","v":0}]
["01400","C1",{"$f":"IF(I8>0,COUNTIF($I$6:I8,\">\"&0)*10,\"\")","v":""},"01400-C1-","Test Pits (or Test Bores), Up to 6' Deep (with restoration)",null,"EA",null,0]
["01400","C1",{"$f":"IF(I9>0,COUNTIF($I$6:I9,\">\"&0)*10,\"\")","v":""},"01400-C1-","Test Pits (or Test Bores), Each VF Over 6' Deep (with restoration)",null,"VF",null,0]
["02200","C1",{"$f":"IF(I10>0,COUNTIF($I$6:I10,\">\"&0)*10,\"\")","v":""},"02200-C1-","Select Borrow (VDOT Section 207 - Select Material, Type I)",null,"CY",null,0]
["02200","C1",{"$f":"IF(I11>0,COUNTIF($I$6:I11,\">\"&0)*10,\"\")","v":""},"02200-C1-","Flowable BackFill (VDOT Special Provision S302G02-0610)",null,"CY",null,0]
["02200","C1",{"$f":"IF(I12>0,COUNTIF($I$6:I12,\">\"&0)*10,\"\")","v":""},"02200-C1-","Geotextile Drainage Fabric In Place (VDOT Section 245.03.c)",null,"SY",null,0]
["02200","C1",{"$f":"IF(I13>0,COUNTIF($I$6:I13,\">\"&0)*10,\"\")","v":""},"02200-C1-","Geotextile for Rip Rap Bedding In Place (VDOT Section 245.03.b)",null,"SY",null,0]
["02200","C1",{"$f":"IF(I14>0,COUNTIF($I$6:I14,\">\"&0)*10,\"\")","v":""},"02200-C1-","Aggregate, Cement Treated (CTA), also known as \"Hydraulic Cement Stabilization\" (VDOT Section 307)",null,"CY",null,0]
["02200","C1",{"$f":"IF(I15>0,COUNTIF($I$6:I15,\">\"&0)*10,\"\")","v":""},"02200-C1-","Aggregate, VDOT #1 (Compacted in Place per VDOT standards & Specs)",null,"CY",null,0]
["02200","C1",{"$f":"IF(I16>0,COUNTIF($I$6:I16,\">\"&0)*10,\"\")","v":""},"02200-C1-","Aggregate, VDOT #2  (Compacted in Place per VDOT standards & Specs)",null,"CY",null,0]
["02200","C1",{"$f":"IF(I17>0,COUNTIF($I$6:I17,\">\"&0)*10,\"\")","v":""},"02200-C1-","Aggregate, VDOT #8  (Compacted in Place per VDOT standards & Specs)",null,"CY",null,0]
["02200","C1",{"$f":"IF(I18>0,COUNTIF($I$6:I18,\">\"&0)*10,\"\")","v":""},"02200-C1-","Aggregate, VDOT #21-B  (Compacted in Place per VDOT standards & Specs)",48,"CY",null,0,{"$f":"SUM(I6:I18)","v":0}]
["02200","C1",{"$f":"IF(I19>0,COUNTIF($I$6:I19,\">\"&0)*10,\"\")","v":""},"02200-C1-","Aggregate, VDOT #21-A  (Compacted in Place per VDOT standards & Specs) (WATERMAIN Work)",null,"CY",null,0]
["02200","C1",{"$f":"IF(I20>0,COUNTIF($I$6:I20,\">\"&0)*10,\"\")","v":""},"02200-C1-","Aggregate, VDOT #21-B  (Compacted in Place per VDOT standards & Specs)",null,"CY",null,0]
["02200","C1",{"$f":"IF(I21>0,COUNTIF($I$6:I21,\">\"&0)*10,\"\")","v":""},"02200-C1-","Aggregate, Crusher Run VDOT #25 or approved equal  (Compacted in Place per VDOT standards & Specs)",null,"CY",null,0]
["02200","C1",{"$f":"IF(I22>0,COUNTIF($I$6:I22,\">\"&0)*10,\"\")","v":""},"02200-C1-","Aggregate, VDOT #57  (Compacted in Place per VDOT standards & Specs)",null,"CY",null,0]
["02210","C1",{"$f":"IF(I23>0,COUNTIF($I$6:I23,\">\"&0)*10,\"\")","v":""},"02210-C1-","Riprap, Dry Class I",null,"SY",null,0]
["02210","C1",{"$f":"IF(I24>0,COUNTIF($I$6:I24,\">\"&0)*10,\"\")","v":""},"02210-C1-","Riprap, Dry Class II",null,"SY",null,0]
["02210","C1",{"$f":"IF(I25>0,COUNTIF($I$6:I25,\">\"&0)*10,\"\")","v":""},"02210-C1-","Riprap, Mortared",null,"SY",null,0]
["02210","C1",{"$f":"IF(I26>0,COUNTIF($I$6:I26,\">\"&0)*10,\"\")","v":""},"02210-C1-","Riprap, Grouted",null,"SY",null,0]
["02210","C1",{"$f":"IF(I27>0,COUNTIF($I$6:I27,\">\"&0)*10,\"\")","v":""},"02210-C1-","Riprap, Dumped Type (1) Core Riprap",null,"TON",null,0]
["02210","C1",{"$f":"IF(I28>0,COUNTIF($I$6:I28,\">\"&0)*10,\"\")","v":""},"02210-C1-","Riprap, Dumped Type (2) Heavy Riprap",null,"TON",null,0]
["03100","C2",{"$f":"IF(I29>0,COUNTIF($I$6:I29,\">\"&0)*10,\"\")","v":""},"03100-C2-","Rigid Concrete, Planing or Milling ",null,"SY/IN",null,0]
[{"$error":"#VALUE!"},{"$error":"#VALUE!"},{"$f":"IF(I30>0,COUNTIF($I$6:I30,\">\"&0)*10,\"\")","v":""},"CONCRETE WORK"]
["02750","C2",{"$f":"IF(I31>0,COUNTIF($I$6:I31,\">\"&0)*10,\"\")","v":""},{"$f":"A31&\"-\"&B31&\"-\"&TEXT(C31,\"00000\")","v":"02750-C2-"},"Concrete Curb, Standard Header Curb C-3 (Arlington County Detail R-2.0), includes curb for aprons, ramps, etc. ",85,"LF",null,{"$f":"H31*F31","v":0}]
["02750","C2",{"$f":"IF(I32>0,COUNTIF($I$6:I32,\">\"&0)*10,\"\")","v":""},{"$f":"A32&\"-\"&B32&\"-\"&TEXT(C32,\"00000\")","v":"02750-C2-"},"Concrete Curb, Mountable Curb at Traffic Circle (Arlington County Detail R-2.7)",null,"LF",null,0]
["02750","C2",{"$f":"IF(I33>0,COUNTIF($I$6:I33,\">\"&0)*10,\"\")","v":""},"02750-C2-","Concrete Curb, Standard 6\" (VDOT CG-2), includes curb for aprons, ramps, etc. ",null,"LF",null,0]
["02750","C2",{"$f":"IF(I34>0,COUNTIF($I$6:I34,\">\"&0)*10,\"\")","v":""},"02750-C2-","Concrete Curb, Standard 4\" (VDOT CG-3), includes curb for aprons, ramps, etc. ",null,"LF",null,0]
["02750","C2",{"$f":"IF(I35>0,COUNTIF($I$6:I35,\">\"&0)*10,\"\")","v":""},"02750-C2-","Concrete Curb & Gutter, Standard C-2 and C-2R (Arlington County Detail R-2.0), includes curb & gutter for aprons, ramps, etc. ",20,"LF",null,0]
["02750","C2",{"$f":"IF(I36>0,COUNTIF($I$6:I36,\">\"&0)*10,\"\")","v":""},"02750-C2-","Concrete Curb & Gutter, Combination 6\" (VDOT CG-6), includes curb & gutter for aprons, ramps, etc.",180,"LF",null,0]
["02750","C2",{"$f":"IF(I37>0,COUNTIF($I$6:I37,\">\"&0)*10,\"\")","v":""},"02750-C2-","Concrete Curb & Gutter, Combination 4\" (VDOT CG-7), includes curb & gutter for aprons, ramps, etc.",null,"LF",null,0]
["02750","C2",{"$f":"IF(I38>0,COUNTIF($I$6:I38,\">\"&0)*10,\"\")","v":""},"02750-C2-","Concrete Curb & Gutter, Combination 4\" (VDOT CG-7), includes curb & gutter for aprons, ramps, etc.",null,"LF",null,0]
["02750","C2",{"$f":"IF(I39>0,COUNTIF($I$6:I39,\">\"&0)*10,\"\")","v":""},"02750-C2-","Standard Entrance Gutter (VDOT CG-9D). ",null,"LF",null,0]
["02750","C2",{"$f":"IF(I40>0,COUNTIF($I$6:I40,\">\"&0)*10,\"\")","v":""},"02750-C2-","Valley Gutter (Arlington County Detail R-2.9, including all materials as shown in detail)",null,"SY",null,0]
["02750","C2",{"$f":"IF(I41>0,COUNTIF($I$6:I41,\">\"&0)*10,\"\")","v":""},"02750-C2-","Concrete Curb & Gutter, Transition From VDOT St'd. CG-6 to ARL. CO. St'd. C-2",25,"LF",null,0]
["02611","C2",{"$f":"IF(I42>0,COUNTIF($I$6:I42,\">\"&0)*10,\"\")","v":""},"02611-C2-","Concrete Sidewalk, 4\" Thickness (Arlington County Detail R-2.0)",180,"SY",null,0]
["02611","C2",{"$f":"IF(I43>0,COUNTIF($I$6:I43,\">\"&0)*10,\"\")","v":""},"02611-C2-","Concrete Sidewalk, 6\" Thickness",null,"SY",null,0]
["02612","C2",{"$f":"IF(I44>0,COUNTIF($I$6:I44,\">\"&0)*10,\"\")","v":""},"02612-C2-","Concrete Pavers (Arlington County Detail R-2.1)",null,"SY",null,0]
["02612","C2",{"$f":"IF(I45>0,COUNTIF($I$6:I45,\">\"&0)*10,\"\")","v":""},"02612-C2-","Concrete Pavers, Remove and Reset (Arlington County Detail R-2.1)",null,"SY",null,0]
["02613","C2",{"$f":"IF(I46>0,COUNTIF($I$6:I46,\">\"&0)*10,\"\")","v":""},"02613-C2-","Concrete Paver Crosswalk (Arlington County Detail R-2.6, including all materials as shown in detail)",null,"SY",null,0]
["02613","C2",{"$f":"IF(I47>0,COUNTIF($I$6:I47,\">\"&0)*10,\"\")","v":""},"02613-C2-","Concrete Paver Crosswalk, Remove and Reset (Arlington County Detail R-2.6, including all materials as shown in detail)",null,"SY",null,0]
["02611","C2",{"$f":"IF(I48>0,COUNTIF($I$6:I48,\">\"&0)*10,\"\")","v":""},"02611-C2-","Concrete Driveway Entrance, 6\" Residential (Arlington County Details R-2.4A, R-2.4B, R-2.4C, R-2.4D)",null,"SY",null,0]
["02611","C2",{"$f":"IF(I49>0,COUNTIF($I$6:I49,\">\"&0)*10,\"\")","v":""},"02611-C2-","Concrete Driveway Entrance, 9\" Commercial (Arlington County Details R-2.4A, R-2.4B, R-2.4C, R-2.4D)",null,"SY",null,0,4]
["02611","C2",{"$f":"IF(I50>0,COUNTIF($I$6:I50,\">\"&0)*10,\"\")","v":""},"02611-C2-","CG-12 Detectable Warning Surface",10,"SY",null,0,{"$f":"SUM(I31:I50)","v":0}]
["03100","C2",{"$f":"IF(I51>0,COUNTIF($I$6:I51,\">\"&0)*10,\"\")","v":""},"03100-C2-","Concrete Steps Each (Arlington County Detail R-3.0, including all reinforcing bars as shown in detail)",null,"LF-W",null,0]
["03100","C2",{"$f":"IF(I52>0,COUNTIF($I$6:I52,\">\"&0)*10,\"\")","v":""},"03100-C2-","Concrete Pier, Cradle, or Encasement (Arlington County Detail M-3.0)",null,"CY",null,0]
["03100","C2",{"$f":"IF(I53>0,COUNTIF($I$6:I53,\">\"&0)*10,\"\")","v":""},"03100-C2-","Concrete Pier, Cradle, or Encasement (Arlington County Detail M-7.0)",null,"CY",null,0]
["03100","C2",{"$f":"IF(I54>0,COUNTIF($I$6:I54,\">\"&0)*10,\"\")","v":""},"03100-C2-","Concrete and Formwork (VDOT Class A3), only when not included in other pay items",null,"CY",null,0]
["03100","C2",{"$f":"IF(I55>0,COUNTIF($I$6:I55,\">\"&0)*10,\"\")","v":""},"03100-C2-","Concrete and Formwork (VDOT Class A4), only when not included in other pay items",null,"CY",null,0]
["03100","C2",{"$f":"IF(I56>0,COUNTIF($I$6:I56,\">\"&0)*10,\"\")","v":""},"03100-C2-","Steel Reinforcement, Welded Wire Fabric (VDOT Section 406), only when not included in other pay items",null,"LB",null,0]
["03100","C2",{"$f":"IF(I57>0,COUNTIF($I$6:I57,\">\"&0)*10,\"\")","v":""},"03100-C2-","Steel Reinforcement, Reinforcing Steel Bars #6 and smaller (VDOT Section 406), only when not included in other pay items",null,"LB",null,0]
["03100","C2",{"$f":"IF(I58>0,COUNTIF($I$6:I58,\">\"&0)*10,\"\")","v":""},"03100-C2-","Steel Reinforcement, Reinforcing Steel Bars #7 up to #10 (VDOT Section 406), only when not included in other pay items",null,"LB",null,0]
[{"$error":"#VALUE!"},{"$error":"#VALUE!"},{"$f":"IF(I59>0,COUNTIF($I$6:I59,\">\"&0)*10,\"\")","v":""},"ASPHALT PAVEMENT WORK"]
["02600","C3",{"$f":"IF(I60>0,COUNTIF($I$6:I60,\">\"&0)*10,\"\")","v":""},"02600-C3-","Asphalt Concrete, Planing or Milling (2\" Depth)",1160,"SY",null,0]
["02600","C3",{"$f":"IF(I61>0,COUNTIF($I$6:I61,\">\"&0)*10,\"\")","v":""},"02600-C3-","Asphalt Concrete, Planing or Milling (In Excess of 3\" Depth)",null,"SY/IN",null,0]
["02600","C3",{"$f":"IF(I62>0,COUNTIF($I$6:I62,\">\"&0)*10,\"\")","v":""},"02600-C3-","Asphalt Concrete, Base Course (VDOT BM-25.0A)(6\" Depth Assumed)",35,"TON",null,0]
["02600","C3",{"$f":"IF(I63>0,COUNTIF($I$6:I63,\">\"&0)*10,\"\")","v":""},"02600-C3-","Asphalt Concrete, Base Course (VDOT BM-25.0A) (WATERMAIN Work)",null,"TON",null,0]
["02600","C3",{"$f":"IF(I64>0,COUNTIF($I$6:I64,\">\"&0)*10,\"\")","v":""},"02600-C3-","Asphalt Concrete, Intermediate Course (VDOT IM-19.0A)",null,"TON",null,0]
["02600","C3",{"$f":"IF(I65>0,COUNTIF($I$6:I65,\">\"&0)*10,\"\")","v":""},"02600-C3-","Asphalt Concrete, Intermediate Course (VDOT IM-19.0D)",null,"TON",null,0]
["02600","C3",{"$f":"IF(I66>0,COUNTIF($I$6:I66,\">\"&0)*10,\"\")","v":""},"02600-C3-","Asphalt Concrete, Surface Course (VDOT SM-9.5A)",null,"TON",null,0]
["02600","C3",{"$f":"IF(I67>0,COUNTIF($I$6:I67,\">\"&0)*10,\"\")","v":""},"02600-C3-","Asphalt Concrete, Surface Course (VDOT SM-9.5D)(2\" Depth Assumed)",140,"TON",null,0,{"$f":"SUM(I60:I67)","v":0}]
["02600","C3",{"$f":"IF(I68>0,COUNTIF($I$6:I68,\">\"&0)*10,\"\")","v":""},"02600-C3-","Asphalt Concrete, Surface Course (VDOT SM-9.5D) (WATERMAIN Work)",null,"TON",null,0]
["02600","C3",{"$f":"IF(I69>0,COUNTIF($I$6:I69,\">\"&0)*10,\"\")","v":""},"02600-C3-","Asphalt Concrete, Stamped - Imprinting Hot Mix Asphalt Concrete (per Supplemental Specification 02600)",null,"SF",null,0]
["02600","C3",{"$f":"IF(I70>0,COUNTIF($I$6:I70,\">\"&0)*10,\"\")","v":""},"02600-C3-","Asphalt Concrete, Stamped - Heating Asphalt (per Supplemental Specification 02600)",null,"SF",null,0]
["02600","C3",{"$f":"IF(I71>0,COUNTIF($I$6:I71,\">\"&0)*10,\"\")","v":""},"02600-C3-","Asphalt Concrete, Stamped - Provide and Install Streetbond Coating (per Supplemental Specification 02600)",null,"SF",null,0]
["02600","C3",{"$f":"IF(I72>0,COUNTIF($I$6:I72,\">\"&0)*10,\"\")","v":""},"02600-C3-","Asphalt Concrete, Stamped - Imprinted Asphalt Patching (per Supplemental Specification 02600)",null,"SF",null,0]
["02600","C3",{"$f":"IF(I73>0,COUNTIF($I$6:I73,\">\"&0)*10,\"\")","v":""},"02600-C3-","Asphalt Header Curb, 6\"-8\" (VDOT SM-9.5A)",null,"LF",null,0]
["02600","C3",{"$f":"IF(I74>0,COUNTIF($I$6:I74,\">\"&0)*10,\"\")","v":""},"02600-C3-","Cold-Mix Asphalt (latest VDOT Standards for Cold Mix Asphalt Type P-1, P-2, and P-3).",null,"TON",null,0]
["03100","C3",{"$f":"IF(I75>0,COUNTIF($I$6:I75,\">\"&0)*10,\"\")","v":""},"03100-C3-","Remove 8\" to 10\" Reinforced Concrete Paving",null,"SY",null,0]
["03100","C3",{"$f":"IF(I76>0,COUNTIF($I$6:I76,\">\"&0)*10,\"\")","v":""},"03100-C3-","Remove and Replace 8\" to 10\" Reinforced Concrete Paving VDOT Standards PR-3, PR-4, PR-5 and PR-6)",null,"SY",null,0]
["02550","C4",{"$f":"IF(I77>0,COUNTIF($I$6:I77,\">\"&0)*10,\"\")","v":""},"02550-C4-","Storm Manhole MH-1 (Arlington County Detail D-3.0), In Place",null,"VF",null,0]
["02550","C4",{"$f":"IF(I78>0,COUNTIF($I$6:I78,\">\"&0)*10,\"\")","v":""},"02550-C4-","Storm Manhole Pre-Cast PH-1 (Arlington County Detail D-3.1), In Place",null,"VF",null,{"$f":"H78*F78","v":0}]
["02550","C4",{"$f":"IF(I79>0,COUNTIF($I$6:I79,\">\"&0)*10,\"\")","v":""},"02550-C4-","Storm Manhole MH-2 (Arlington County Detail D-3.3), In Place",null,"VF",null,0]
["02550","C4",{"$f":"IF(I80>0,COUNTIF($I$6:I80,\">\"&0)*10,\"\")","v":""},"02550-C4-","Storm Manhole MH-3 (Arlington County Detail D-3.4), In Place",null,"VF",null,0]
["02550","C4",{"$f":"IF(I81>0,COUNTIF($I$6:I81,\">\"&0)*10,\"\")","v":""},"02550-C4-","Storm Manhole MH-4 (Arlington County Detail D-3.5), In Place",null,"VF",null,0]
["02550","C4",{"$f":"IF(I82>0,COUNTIF($I$6:I82,\">\"&0)*10,\"\")","v":""},"02550-C4-","Storm Manhole MH-4 (Arlington County Detail D-3.5), In Place",null,"VF",null,0]
[{"$error":"#VALUE!"},{"$error":"#VALUE!"},{"$f":"IF(I83>0,COUNTIF($I$6:I83,\">\"&0)*10,\"\")","v":""},"NS ASPHALT PAVEMENT WORK"]
[{"$error":"#VALUE!"},{"$error":"#VALUE!"},{"$f":"IF(I84>0,COUNTIF($I$6:I84,\">\"&0)*10,\"\")","v":""},"STORM SEWER WORK"]
["02550","C4",{"$f":"IF(I85>0,COUNTIF($I$6:I85,\">\"&0)*10,\"\")","v":""},{"$f":"A85&\"-\"&B85&\"-\"&TEXT(C85,\"00000\")","v":"02550-C4-"},"Storm Manhole (VDOT MH-1, MH1-A), In Place",null,"VF",null,{"$f":"H85*F85","v":0}]
["02550","C4",{"$f":"IF(I86>0,COUNTIF($I$6:I86,\">\"&0)*10,\"\")","v":""},"02550-C4-","Storm Manhole (VDOT MH-2), In Place",null,"VF",null,0]
["02550","C4",{"$f":"IF(I87>0,COUNTIF($I$6:I87,\">\"&0)*10,\"\")","v":""},"02550-C4-","CB-2 (Arlington County Standards), In Place Up to 6' Deep",null,"EA",null,0]
["02550","C4",{"$f":"IF(I88>0,COUNTIF($I$6:I88,\">\"&0)*10,\"\")","v":""},"02550-C4-","CB-2 (Arlington County Standards), Each VF Over 6' Deep",null,"VF",null,0]
["02550","C4",{"$f":"IF(I89>0,COUNTIF($I$6:I89,\">\"&0)*10,\"\")","v":""},"02550-C4-","CB-2A or CB-2B (throat lengths from 8'-6\" up to 16'-0\"),  In Place Up to 6' Deep, Arlington County Standards.",null,"EA",null,0]
["02550","C4",{"$f":"IF(I90>0,COUNTIF($I$6:I90,\">\"&0)*10,\"\")","v":""},"02550-C4-","CB-2A or CB-2B (throat lengths from 8'-6\" up to 16'-0\"), Each VF Over 6' Deep, Arlington County Standards.",null,"VF",null,0]
["02550","C4",{"$f":"IF(I91>0,COUNTIF($I$6:I91,\">\"&0)*10,\"\")","v":""},"02550-C4-","PCB-2, In Place Up to 6' Deep, Arlington County Standards",null,"EA",null,0]
["02550","C4",{"$f":"IF(I92>0,COUNTIF($I$6:I92,\">\"&0)*10,\"\")","v":""},"02550-C4-","PCB-2, Each VF Over 6' Deep, Arlington County Standards.",null,"VF",null,0]
["02550","C4",{"$f":"IF(I93>0,COUNTIF($I$6:I93,\">\"&0)*10,\"\")","v":""},"02550-C4-","CB-4, In Place Up to 6' Deep, Arlington County Standards.",null,"EA",null,0]
["02550","C4",{"$f":"IF(I94>0,COUNTIF($I$6:I94,\">\"&0)*10,\"\")","v":""},"02550-C4-","CB-4, Each VF Over 6' Deep, Arlington County Standards.",null,"VF",null,0]
["02550","C4",{"$f":"IF(I95>0,COUNTIF($I$6:I95,\">\"&0)*10,\"\")","v":""},"02550-C4-","Curb Drop Inlet, Standard VDOT DI-1 (12\" to 24\" Pipe), In Place Up to 10' Deep",null,"EA",null,0]
["02550","C4",{"$f":"IF(I96>0,COUNTIF($I$6:I96,\">\"&0)*10,\"\")","v":""},"02550-C4-","Curb Drop Inlet, Standard VDOT DI-2A (12\" to 24\" Pipe), In Place Up to 9' Deep",null,"EA",null,0]
["02550","C4",{"$f":"IF(I97>0,COUNTIF($I$6:I97,\">\"&0)*10,\"\")","v":""},"02550-C4-","Curb Drop Inlet, Standard VDOT DI-2B (12\" to 24\" Pipe), In Place Up to 9' Deep, Inlet Throat Length 4' to 20'",null,"EA",null,0]
["02550","C4",{"$f":"IF(I98>0,COUNTIF($I$6:I98,\">\"&0)*10,\"\")","v":""},"02550-C4-","Curb Drop Inlet, Standard VDOT DI-2C (12\" to 24\" Pipe), In Place Up to 9' Deep, Inlet Throat Length 6' to 20'",null,"EA",null,0]
["02550","C4",{"$f":"IF(I99>0,COUNTIF($I$6:I99,\">\"&0)*10,\"\")","v":""},"02550-C4-","Curb Drop Inlet, Standard VDOT DI-2D (30\" to 48\" Pipe), In Place Up to 9' Deep",null,"EA",null,0]
["02550","C4",{"$f":"IF(I100>0,COUNTIF($I$6:I100,\">\"&0)*10,\"\")","v":""},"02550-C4-","Curb Drop Inlet, Standard VDOT DI-2E (30\" to 48\" Pipe), In Place Up to 9' Deep, Inlet Throat Length 6' to 20'",null,"EA",null,0]
["02550","C4",{"$f":"IF(I101>0,COUNTIF($I$6:I101,\">\"&0)*10,\"\")","v":""},"02550-C4-","Curb Drop Inlet, Standard VDOT DI-2F (30\" to 48\" Pipe), In Place Up to 9' Deep, Inlet Throat Length 6' to 20'",null,"EA",null,0]
["02550","C4",{"$f":"IF(I102>0,COUNTIF($I$6:I102,\">\"&0)*10,\"\")","v":""},"02550-C4-","Curb Drop Inlet, Standard VDOT DI-3A (12\" to 30\" Pipe), In Place Up to 8' Deep",null,"EA",null,0]
["02550","C4",{"$f":"IF(I103>0,COUNTIF($I$6:I103,\">\"&0)*10,\"\")","v":""},"02550-C4-","Curb Drop Inlet, Standard VDOT DI-3AA (12\" to 30\" Pipe), Each VF Over 8' Deep",null,"VF",null,0]
["02550","C4",{"$f":"IF(I104>0,COUNTIF($I$6:I104,\">\"&0)*10,\"\")","v":""},"02550-C4-","Curb Drop Inlet, Standard VDOT DI-3B (12\" to 30\" Pipe), In Place Up to 8' Deep, Inlet Throat Length 4' to 20'",null,"EA",null,0]
["02550","C4",{"$f":"IF(I105>0,COUNTIF($I$6:I105,\">\"&0)*10,\"\")","v":""},"02550-C4-","Curb Drop Inlet, Standard VDOT DI-3BB (12\" to 30\" Pipe), Each VF Over 8' Deep, Inlet Throat Length 4' to 20'",null,"VF",null,0]
["02550","C4",{"$f":"IF(I106>0,COUNTIF($I$6:I106,\">\"&0)*10,\"\")","v":""},"02550-C4-","Curb Drop Inlet, Standard VDOT DI-3C (12\" to 30\" Pipe), In Place Up to 8' Deep, Inlet Throat Length 6' to 20'",null,"EA",null,0]
["02550","C4",{"$f":"IF(I107>0,COUNTIF($I$6:I107,\">\"&0)*10,\"\")","v":""},"02550-C4-","Curb Drop Inlet, Standard VDOT DI-3CC (12\" to 30\" Pipe), Each VF Over 8' Deep, Inlet Throat Length 6' to 20'",null,"VF",null,0]
["02550","C4",{"$f":"IF(I108>0,COUNTIF($I$6:I108,\">\"&0)*10,\"\")","v":""},"02550-C4-","Curb Drop Inlet, Standard (with Utility Space) VDOT DI-3D (12\" to 30\" Pipe), In Place Up to 8' Deep",null,"EA",null,0]
["02550","C4",{"$f":"IF(I109>0,COUNTIF($I$6:I109,\">\"&0)*10,\"\")","v":""},"02550-C4-","Curb Drop Inlet, Standard (with Utility Space) VDOT DI-3E (12\" to 30\" Pipe), In Place Up to 8' Deep, Inlet Throat Length 4' to 20'",null,"EA",null,0]
["02550","C4",{"$f":"IF(I110>0,COUNTIF($I$6:I110,\">\"&0)*10,\"\")","v":""},"02550-C4-","Curb Drop Inlet, Standard (with Utility Space) VDOT DI-3F (12\" to 30\" Pipe), In Place Up to 8' Deep, Inlet Throat Length 6' to 20'",null,"EA",null,0]
["02550","C4",{"$f":"IF(I111>0,COUNTIF($I$6:I111,\">\"&0)*10,\"\")","v":""},"02550-C4-","Curb Drop Inlet, Standard VDOT DI-4A (36\" to 48\" Pipe), In Place Up to 8' Deep",null,"EA",null,0]
["02550","C4",{"$f":"IF(I112>0,COUNTIF($I$6:I112,\">\"&0)*10,\"\")","v":""},"02550-C4-","Curb Drop Inlet, Standard VDOT DI-4B (36\" to 48\" Pipe), In Place Up to 8' Deep, Inlet Throat Length 6' to 20'",null,"EA",null,0]
["02550","C4",{"$f":"IF(I113>0,COUNTIF($I$6:I113,\">\"&0)*10,\"\")","v":""},"02550-C4-","Curb Drop Inlet, Standard VDOT DI-4C (36\" to 48\" Pipe), In Place Up to 8' Deep, Inlet Throat Length 8' to 20'",null,"EA",null,0]
["02550","C4",{"$f":"IF(I114>0,COUNTIF($I$6:I114,\">\"&0)*10,\"\")","v":""},"02550-C4-","Curb Drop Inlet, Standard (with Utility Space) VDOT DI-4D (36\" to 48\" Pipe), In Place Up to 8' Deep",null,"EA",null,0]
["02550","C4",{"$f":"IF(I115>0,COUNTIF($I$6:I115,\">\"&0)*10,\"\")","v":""},"02550-C4-","Curb Drop Inlet, Standard (with Utility Space) VDOT DI-4E (36\" to 48\" Pipe), In Place Up to 8' Deep, Inlet Throat Length 6' to 20'",null,"EA",null,0]
["02550","C4",{"$f":"IF(I116>0,COUNTIF($I$6:I116,\">\"&0)*10,\"\")","v":""},"02550-C4-","Curb Drop Inlet, Standard (with Utility Space) VDOT DI-4F (36\" to 48\" Pipe), In Place Up to 8' Deep, Inlet Throat Length 8' to 20'",null,"EA",null,0]
["02550","C4",{"$f":"IF(I117>0,COUNTIF($I$6:I117,\">\"&0)*10,\"\")","v":""},"02550-C4-","Yard Inlet (Arlington County Detail D-1.10), In Place Up to 6' Deep",null,"EA",null,0]
["02550","C4",{"$f":"IF(I118>0,COUNTIF($I$6:I118,\">\"&0)*10,\"\")","v":""},"02550-C4-","Yard Inlet (Arlington County Detail D-1.10), Each VF Over 6' Deep",null,"VF",null,0]
["02550","C4",{"$f":"IF(I119>0,COUNTIF($I$6:I119,\">\"&0)*10,\"\")","v":""},"02550-C4-","Yard Inlet Pre-Cast (Arlington County Detail D-1.11), In Place Up to 6' Deep",null,"EA",null,0]
["02550","C4",{"$f":"IF(I120>0,COUNTIF($I$6:I120,\">\"&0)*10,\"\")","v":""},"02550-C4-","Yard Inlet Pre-Cast (Arlington County Detail D-1.11), Each VF Over 6' Deep",null,"VF",null,0]
["02550","C4",{"$f":"IF(I121>0,COUNTIF($I$6:I121,\">\"&0)*10,\"\")","v":""},"02550-C4-","Standard Ditch Drop Inlet, VDOT DI-5 (12\" to 42\" Pipe), All depths.",null,"EA",null,0]
["02550","C4",{"$f":"IF(I122>0,COUNTIF($I$6:I122,\">\"&0)*10,\"\")","v":""},"02550-C4-","Grate Inlet Non-roadway Shallow (Arlington County Detail D-1.9), In Place Up to 6' Deep",null,"EA",null,0]
["02550","C4",{"$f":"IF(I123>0,COUNTIF($I$6:I123,\">\"&0)*10,\"\")","v":""},"02550-C4-","Grate Inlet Non-roadway Shallow (Arlington County Detail D-1.9), Each VF Over 6' Deep",null,"VF",null,0]
["02550","C4",{"$f":"IF(I124>0,COUNTIF($I$6:I124,\">\"&0)*10,\"\")","v":""},"02550-C4-","Grate Inlet Driveway (Arlington County Detail D-1.12)",null,"LF",null,0]
["02550","C4",{"$f":"IF(I125>0,COUNTIF($I$6:I125,\">\"&0)*10,\"\")","v":""},"02550-C4-","Storm Manhole Frame and Cover, Remove & Replace",null,"EA",null,0]
["02550","C4",{"$f":"IF(I126>0,COUNTIF($I$6:I126,\">\"&0)*10,\"\")","v":""},"02550-C4-","Catch Basin Structure Top, Remove & Replace",null,"EA",null,0]
["02550","C4",{"$f":"IF(I127>0,COUNTIF($I$6:I127,\">\"&0)*10,\"\")","v":""},"02550-C4-","Drop Inlet Structure Top, Remove & Replace",null,"EA",null,0]
["02550","C4",{"$f":"IF(I128>0,COUNTIF($I$6:I128,\">\"&0)*10,\"\")","v":""},"02550-C4-","Adjust Storm Manhole to New Grade (Arlington County Detail S-2.5), Type A",2,"EA",null,0,{"$f":"SUM(I128)","v":0}]
["02550","C4",{"$f":"IF(I129>0,COUNTIF($I$6:I129,\">\"&0)*10,\"\")","v":""},"02550-C4-","Adjust Storm Manhole to New Grade (Arlington County Detail S-2.5), Type B",null,"EA",null,0]
["02550","C4",{"$f":"IF(I130>0,COUNTIF($I$6:I130,\">\"&0)*10,\"\")","v":""},"02550-C4-","Adjust Storm Manhole to New Grade (Arlington County Detail S-2.5), Type C",null,"EA",null,0]
["02550","C4",{"$f":"IF(I131>0,COUNTIF($I$6:I131,\">\"&0)*10,\"\")","v":""},"02550-C4-","Convert Catch Basin to Manhole",null,"EA",null,0]
["02550","C4",{"$f":"IF(I132>0,COUNTIF($I$6:I132,\">\"&0)*10,\"\")","v":""},"02550-C4-","Convert Grate Inlet to Catch Basin",null,"EA",null,0]
["02550","C4",{"$f":"IF(I133>0,COUNTIF($I$6:I133,\">\"&0)*10,\"\")","v":""},"02550-C4-","Partial Wall Repair of Storm Manhole, Catch Basin, Drop Inlet, Yard Inlet, or Grate Inlet",null,"SF",null,0]
["02550","C4",{"$f":"IF(I134>0,COUNTIF($I$6:I134,\">\"&0)*10,\"\")","v":""},"02550-C4-","Core Drill and Connect New Concrete Pipe to Existing Storm Manhole, Catch Basin, Drop Inlet, Yard Inlet, or Grate Inlet",null,"EA",null,0]
["02550","C4",{"$f":"IF(I135>0,COUNTIF($I$6:I135,\">\"&0)*10,\"\")","v":""},"02550-C4-","Core Drill and Connect PVC or HDPE Pipe (up to 6\" diameter) to Existing Storm Manhole, Catch Basin, Drop Inlet, Yard Inlet, or Grate Inlet",null,"EA",null,0]
["02550","C4",{"$f":"IF(I136>0,COUNTIF($I$6:I136,\">\"&0)*10,\"\")","v":""},"02550-C4-","Core Drill and Connect PVC or HDPE Pipe (up to 8\" to 15\" diameter) to Existing Storm Manhole, Catch Basin, Drop Inlet, Yard Inlet, or Grate Inlet",null,"EA",null,0]
["02550","C4",{"$f":"IF(I137>0,COUNTIF($I$6:I137,\">\"&0)*10,\"\")","v":""},"02550-C4-","Core Drill and Connect PVC or HDPE Pipe (up 6\" diameter) to Existing Storm Pipe",null,"EA",null,0]
["02550","C4",{"$f":"IF(I138>0,COUNTIF($I$6:I138,\">\"&0)*10,\"\")","v":""},"02550-C4-","Core Drill and Connect PVC or HDPE Pipe (up 8\" to 15\" diameter) to Existing Storm Pipe",null,"EA",null,0]
["02550","C4",{"$f":"IF(I139>0,COUNTIF($I$6:I139,\">\"&0)*10,\"\")","v":""},"02550-C4-","Storm Manhole, Catch Basin, Drop Inlet, Yard Inlet, or Grate Inlet, Remove",null,"EA",null,0]
["02550","C4",{"$f":"IF(I140>0,COUNTIF($I$6:I140,\">\"&0)*10,\"\")","v":""},"02550-C4-","Storm Manhole, Catch Basin, Drop Inlet, Yard Inlet, or Grate Inlet, Abandon.",null,"EA",null,0]
["02550","C4",{"$f":"IF(I141>0,COUNTIF($I$6:I141,\">\"&0)*10,\"\")","v":""},"02550-C4-","15\" Pipe, RCP Class III, In Place Up to 6' Deep",null,"LF",null,0]
["02550","C4",{"$f":"IF(I142>0,COUNTIF($I$6:I142,\">\"&0)*10,\"\")","v":""},"02550-C4-","15\" Pipe, RCP Class III, In Place 6' to 8' Deep",null,"LF",null,0]
["02550","C4",{"$f":"IF(I143>0,COUNTIF($I$6:I143,\">\"&0)*10,\"\")","v":""},"02550-C4-","18\" Pipe, RCP Class III, In Place Up to 6' Deep",null,"LF",null,0]
["02550","C4",{"$f":"IF(I144>0,COUNTIF($I$6:I144,\">\"&0)*10,\"\")","v":""},"02550-C4-","18\" Pipe, RCP Class III, In Place 6' to 9' Deep",null,"LF",null,0]
["02550","C4",{"$f":"IF(I145>0,COUNTIF($I$6:I145,\">\"&0)*10,\"\")","v":""},"02550-C4-","21\" Pipe, RCP Class III, In Place Up to 6' Deep",null,"LF",null,{"$f":"H145*F145","v":0}]
["02550","C4",{"$f":"IF(I146>0,COUNTIF($I$6:I146,\">\"&0)*10,\"\")","v":""},"02550-C4-","21\" Pipe, RCP Class III, In Place 6' to 10' Deep",null,"LF",null,0]
["02550","C4",{"$f":"IF(I147>0,COUNTIF($I$6:I147,\">\"&0)*10,\"\")","v":""},"02550-C4-","24\" Pipe, RCP Class III, In Place Up to 6' Deep",null,"LF",null,0]
["02550","C4",{"$f":"IF(I148>0,COUNTIF($I$6:I148,\">\"&0)*10,\"\")","v":""},"02550-C4-","24\" Pipe, RCP Class III, In Place 6' to 11' Deep",null,"LF",null,0]
["02550","C4",{"$f":"IF(I149>0,COUNTIF($I$6:I149,\">\"&0)*10,\"\")","v":""},{"$f":"A149&\"-\"&B149&\"-\"&TEXT(C149,\"00000\")","v":"02550-C4-"},"27\" Pipe, RCP Class III, In Place Up to 6' Deep",null,"LF",null,0]
["02550","C4",{"$f":"IF(I150>0,COUNTIF($I$6:I150,\">\"&0)*10,\"\")","v":""},"02550-C4-","27\" Pipe, RCP Class III, In Place 6' to 11' Deep",null,"LF",null,0]
["02550","C4",{"$f":"IF(I151>0,COUNTIF($I$6:I151,\">\"&0)*10,\"\")","v":""},"02550-C4-","30\" Pipe, RCP Class III, In Place Up to 6' Deep",null,"LF",null,0]
["02550","C4",{"$f":"IF(I152>0,COUNTIF($I$6:I152,\">\"&0)*10,\"\")","v":""},"02550-C4-","30\" Pipe, RCP Class III, In Place 6' to 12' Deep",null,"LF",null,0]
["02550","C4",{"$f":"IF(I153>0,COUNTIF($I$6:I153,\">\"&0)*10,\"\")","v":""},"02550-C4-","33\" Pipe, RCP Class III, In Place Up to 6' Deep",null,"LF",null,0]
["02550","C4",{"$f":"IF(I154>0,COUNTIF($I$6:I154,\">\"&0)*10,\"\")","v":""},"02550-C4-","33\" Pipe, RCP Class III, In Place 6' to 12' Deep",null,"LF",null,0]
["02550","C4",{"$f":"IF(I155>0,COUNTIF($I$6:I155,\">\"&0)*10,\"\")","v":""},"02550-C4-","36\" Pipe, RCP Class III, In Place Up to 6' Deep",null,"LF",null,0]
["02550","C4",{"$f":"IF(I156>0,COUNTIF($I$6:I156,\">\"&0)*10,\"\")","v":""},"02550-C4-","36\" Pipe, RCP Class III, In Place 6' to 13' Deep",null,"LF",null,0]
["02550","C4",{"$f":"IF(I157>0,COUNTIF($I$6:I157,\">\"&0)*10,\"\")","v":""},"02550-C4-","42\" Pipe, RCP Class III, In Place Up to 6' Deep",null,"LF",null,0]
["02550","C4",{"$f":"IF(I158>0,COUNTIF($I$6:I158,\">\"&0)*10,\"\")","v":""},"02550-C4-","42\" Pipe, RCP Class III, In Place 6' to 13' Deep",null,"LF",null,0]
["02550","C4",{"$f":"IF(I159>0,COUNTIF($I$6:I159,\">\"&0)*10,\"\")","v":""},"02550-C4-","48\" Pipe, RCP Class III, In Place Up to 6' Deep",null,"LF",null,0]
["02550","C4",{"$f":"IF(I160>0,COUNTIF($I$6:I160,\">\"&0)*10,\"\")","v":""},"02550-C4-","48\" Pipe, RCP Class III, In Place 6' to 13' Deep",null,"LF",null,0]
["02550","C4",{"$f":"IF(I161>0,COUNTIF($I$6:I161,\">\"&0)*10,\"\")","v":""},"02550-C4-","15\" Pipe, RCP Class IV, In Place Up to 6' Deep",null,"LF",null,0]
["02550","C4",{"$f":"IF(I162>0,COUNTIF($I$6:I162,\">\"&0)*10,\"\")","v":""},"02550-C4-","15\" Pipe, RCP Class IV, In Place 6' to 10' Deep",null,"LF",null,0]
["02550","C4",{"$f":"IF(I163>0,COUNTIF($I$6:I163,\">\"&0)*10,\"\")","v":""},"02550-C4-","15\" Pipe, RCP Class IV, In Place >10' Deep",null,"LF",null,0]
["02550","C4",{"$f":"IF(I164>0,COUNTIF($I$6:I164,\">\"&0)*10,\"\")","v":""},"02550-C4-","18\" Pipe, RCP Class IV, In Place Up to 6' Deep",null,"LF",null,0]
["02550","C4",{"$f":"IF(I165>0,COUNTIF($I$6:I165,\">\"&0)*10,\"\")","v":""},"02550-C4-","18\" Pipe, RCP Class IV, In Place 6' to 10' Deep",null,"LF",null,0]
["02550","C4",{"$f":"IF(I166>0,COUNTIF($I$6:I166,\">\"&0)*10,\"\")","v":""},"02550-C4-","18\" Pipe, RCP Class IV, In Place > 10' Deep",null,"LF",null,0]
["02550","C4",{"$f":"IF(I167>0,COUNTIF($I$6:I167,\">\"&0)*10,\"\")","v":""},"02550-C4-","21\" Pipe, RCP Class IV, In Place Up to 6' Deep",null,"LF",null,0]
["02550","C4",{"$f":"IF(I168>0,COUNTIF($I$6:I168,\">\"&0)*10,\"\")","v":""},"02550-C4-","21\" Pipe, RCP Class IV, In Place 6' to 10' Deep",null,"LF",null,0]
["02550","C4",{"$f":"IF(I169>0,COUNTIF($I$6:I169,\">\"&0)*10,\"\")","v":""},"02550-C4-","21\" Pipe, RCP Class IV, In Place > 10' Deep",null,"LF",null,0]
["02550","C4",{"$f":"IF(I170>0,COUNTIF($I$6:I170,\">\"&0)*10,\"\")","v":""},"02550-C4-","24\" Pipe, RCP Class IV, In Place Up to 6' Deep",null,"LF",null,0]
["02550","C4",{"$f":"IF(I171>0,COUNTIF($I$6:I171,\">\"&0)*10,\"\")","v":""},"02550-C4-","24\" Pipe, RCP Class IV, In Place 6' to 10' Deep",null,"LF",null,0]
["02550","C4",{"$f":"IF(I172>0,COUNTIF($I$6:I172,\">\"&0)*10,\"\")","v":""},"02550-C4-","24\" Pipe, RCP Class IV, In Place > 10' Deep",null,"LF",null,0]
["02550","C4",{"$f":"IF(I173>0,COUNTIF($I$6:I173,\">\"&0)*10,\"\")","v":""},"02550-C4-","30\" Pipe, RCP Class IV, In Place Up to 6' Deep",null,"LF",null,0]
["02550","C4",{"$f":"IF(I174>0,COUNTIF($I$6:I174,\">\"&0)*10,\"\")","v":""},"02550-C4-","30\" Pipe, RCP Class IV, In Place 6' to 10' Deep",null,"LF",null,0]
["02550","C4",{"$f":"IF(I175>0,COUNTIF($I$6:I175,\">\"&0)*10,\"\")","v":""},"02550-C4-","30\" Pipe, RCP Class IV, In Place > 10' Deep",null,"LF",null,0]
["02550","C4",{"$f":"IF(I176>0,COUNTIF($I$6:I176,\">\"&0)*10,\"\")","v":""},"02550-C4-","33\" Pipe, RCP Class IV, In Place Up to 6' Deep",null,"LF",null,0]
["02550","C4",{"$f":"IF(I177>0,COUNTIF($I$6:I177,\">\"&0)*10,\"\")","v":""},"02550-C4-","33\" Pipe, RCP Class IV, In Place 6' to 10' Deep",null,"LF",null,0]
["02550","C4",{"$f":"IF(I178>0,COUNTIF($I$6:I178,\">\"&0)*10,\"\")","v":""},"02550-C4-","33\" Pipe, RCP Class IV, In Place > 10' Deep",null,"LF",null,0]
["02550","C4",{"$f":"IF(I179>0,COUNTIF($I$6:I179,\">\"&0)*10,\"\")","v":""},"02550-C4-","36\" Pipe, RCP Class IV, In Place Up to 6' Deep",null,"LF",null,0]
["02550","C4",{"$f":"IF(I180>0,COUNTIF($I$6:I180,\">\"&0)*10,\"\")","v":""},"02550-C4-","36\" Pipe, RCP Class IV, In Place 6' to 10' Deep",null,"LF",null,0]
["02550","C4",{"$f":"IF(I181>0,COUNTIF($I$6:I181,\">\"&0)*10,\"\")","v":""},"02550-C4-","36\" Pipe, RCP Class IV, In Place > 10' Deep",null,"LF",null,0]
["02550","C4",{"$f":"IF(I182>0,COUNTIF($I$6:I182,\">\"&0)*10,\"\")","v":""},"02550-C4-","42\" Pipe, RCP Class IV, In Place Up to 6' Deep",null,"LF",null,0]
["02550","C4",{"$f":"IF(I183>0,COUNTIF($I$6:I183,\">\"&0)*10,\"\")","v":""},"02550-C4-","42\" Pipe, RCP Class IV, In Place 6' to 10' Deep",null,"LF",null,0]
["02550","C4",{"$f":"IF(I184>0,COUNTIF($I$6:I184,\">\"&0)*10,\"\")","v":""},"02550-C4-","42\" Pipe, RCP Class IV, In Place > 10' Deep",null,"LF",null,0]
["02550","C4",{"$f":"IF(I185>0,COUNTIF($I$6:I185,\">\"&0)*10,\"\")","v":""},"02550-C4-","48\" Pipe, RCP Class IV, In Place Up to 6' Deep",null,"LF",null,0]
["02550","C4",{"$f":"IF(I186>0,COUNTIF($I$6:I186,\">\"&0)*10,\"\")","v":""},"02550-C4-","48\" Pipe, RCP Class IV, In Place 6' to 10' Deep",null,"LF",null,0]
["02550","C4",{"$f":"IF(I187>0,COUNTIF($I$6:I187,\">\"&0)*10,\"\")","v":""},"02550-C4-","48\" Pipe, RCP Class IV, In Place > 10' Deep",null,"LF",null,0]
["02550","C4",{"$f":"IF(I188>0,COUNTIF($I$6:I188,\">\"&0)*10,\"\")","v":""},"02550-C4-","18\" x 12\" Elliptical Pipe (15\" Equivalent), RCP Class III, In Place Up to 6' Deep",null,"LF",null,0]
["02550","C4",{"$f":"IF(I189>0,COUNTIF($I$6:I189,\">\"&0)*10,\"\")","v":""},"02550-C4-","18\" x 12\" Elliptical Pipe (15\" Equivalent), RCP Class IV, In Place Up to 6' Deep",null,"LF",null,0]
["02550","C4",{"$f":"IF(I190>0,COUNTIF($I$6:I190,\">\"&0)*10,\"\")","v":""},"02550-C4-","23\" x 14\" Elliptical Pipe (18\" Equivalent), RCP Class III, In Place Up to 6' Deep",null,"LF",null,0]
["02550","C4",{"$f":"IF(I191>0,COUNTIF($I$6:I191,\">\"&0)*10,\"\")","v":""},"02550-C4-","23\" x 14\" Elliptical Pipe (18\" Equivalent), RCP Class III, In Place 6' to 10' Deep",null,"LF",null,0]
["02550","C4",{"$f":"IF(I192>0,COUNTIF($I$6:I192,\">\"&0)*10,\"\")","v":""},"02550-C4-","30\" x 19\" Elliptical Pipe (24\" Equivalent), RCP Class III, In Place Up to 6' Deep",null,"LF",null,0]
["02550","C4",{"$f":"IF(I193>0,COUNTIF($I$6:I193,\">\"&0)*10,\"\")","v":""},"02550-C4-","30\" x 19\" Elliptical Pipe (24\" Equivalent), RCP Class III, In Place 6' to 10' Deep",null,"LF",null,0]
["02550","C4",{"$f":"IF(I194>0,COUNTIF($I$6:I194,\">\"&0)*10,\"\")","v":""},"02550-C4-","38\" x 24\" Elliptical Pipe (30\" Equivalent), RCP Class III, In Place Up to 6' Deep",null,"LF",null,0]
["02550","C4",{"$f":"IF(I195>0,COUNTIF($I$6:I195,\">\"&0)*10,\"\")","v":""},"02550-C4-","38\" x 24\" Elliptical Pipe (30\" Equivalent), RCP Class III, In Place 6' to 10' Deep",null,"LF",null,0]
["02550","C4",{"$f":"IF(I196>0,COUNTIF($I$6:I196,\">\"&0)*10,\"\")","v":""},"02550-C4-","45\" x 29\" Elliptical Pipe (36\" Equivalent), RCP Class III, In Place Up to 6' Deep",null,"LF",null,0]
["02550","C4",{"$f":"IF(I197>0,COUNTIF($I$6:I197,\">\"&0)*10,\"\")","v":""},"02550-C4-","45\" x 29\" Elliptical Pipe (36\" Equivalent), RCP Class III, In Place 6' to 10' Deep",null,"LF",null,0]
["02550","C4",{"$f":"IF(I198>0,COUNTIF($I$6:I198,\">\"&0)*10,\"\")","v":""},"02550-C4-","12\" Pipe, HDPE (200psi), In Place Up to 6' Deep",null,"LF",null,0]
["02550","C4",{"$f":"IF(I199>0,COUNTIF($I$6:I199,\">\"&0)*10,\"\")","v":""},"02550-C4-","12\" Pipe, HDPE (200psi), In Place 6' to 10' Deep",null,"LF",null,0]
["02550","C4",{"$f":"IF(I200>0,COUNTIF($I$6:I200,\">\"&0)*10,\"\")","v":""},"02550-C4-","14\" Pipe, HDPE (200psi), In Place Up to 6' Deep",null,"LF",null,0]
["02550","C4",{"$f":"IF(I201>0,COUNTIF($I$6:I201,\">\"&0)*10,\"\")","v":""},"02550-C4-","14\" Pipe, HDPE (200psi), In Place 6' to 10' Deep",null,"LF",null,0]
["02550","C4",{"$f":"IF(I202>0,COUNTIF($I$6:I202,\">\"&0)*10,\"\")","v":""},"02550-C4-","16\" Pipe, HDPE (200psi), In Place Up to 6' Deep",null,"LF",null,0]
["02550","C4",{"$f":"IF(I203>0,COUNTIF($I$6:I203,\">\"&0)*10,\"\")","v":""},"02550-C4-","16\" Pipe, HDPE (200psi), In Place 6' to 10' Deep",null,"LF",null,0]
["02550","C4",{"$f":"IF(I204>0,COUNTIF($I$6:I204,\">\"&0)*10,\"\")","v":""},"02550-C4-","18\" Pipe, HDPE (200psi), In Place Up to 6' Deep",null,"LF",null,0]
["02550","C4",{"$f":"IF(I205>0,COUNTIF($I$6:I205,\">\"&0)*10,\"\")","v":""},"02550-C4-","18\" Pipe, HDPE (200psi), In Place 6' to 10' Deep",null,"LF",null,0]
["02550","C4",{"$f":"IF(I206>0,COUNTIF($I$6:I206,\">\"&0)*10,\"\")","v":""},"02550-C4-","20\" Pipe, HDPE (200psi), In Place Up to 6' Deep",null,"LF",null,0]
["02550","C4",{"$f":"IF(I207>0,COUNTIF($I$6:I207,\">\"&0)*10,\"\")","v":""},"02550-C4-","20\" Pipe, HDPE (200psi), In Place 6' to 10' Deep",null,"LF",null,0]
["02550","C4",{"$f":"IF(I208>0,COUNTIF($I$6:I208,\">\"&0)*10,\"\")","v":""},"02550-C4-","24\" Pipe, HDPE (200psi), In Place Up to 6' Deep",null,"LF",null,0]
["02550","C4",{"$f":"IF(I209>0,COUNTIF($I$6:I209,\">\"&0)*10,\"\")","v":""},"02550-C4-","24\" Pipe, HDPE (200psi), In Place 6' to 10' Deep",null,"LF",null,{"$f":"H209*F209","v":0}]
["02550","C4",{"$f":"IF(I210>0,COUNTIF($I$6:I210,\">\"&0)*10,\"\")","v":""},"02550-C4-","16\" Pipe, DIP (Class 52), In Place Upto 6' Deep",null,"LF",null,0]
["02550","C4",{"$f":"IF(I211>0,COUNTIF($I$6:I211,\">\"&0)*10,\"\")","v":""},"02550-C4-","16\" Pipe, DIP (Class 52), In Place 6' to 10'  Deep",null,"LF",null,0]
["02550","C4",{"$f":"IF(I212>0,COUNTIF($I$6:I212,\">\"&0)*10,\"\")","v":""},"02550-C4-","18\" Pipe, DIP (Class 52), In Place Upto 6' Deep",null,"LF",null,0]
["02550","C4",{"$f":"IF(I213>0,COUNTIF($I$6:I213,\">\"&0)*10,\"\")","v":""},{"$f":"A213&\"-\"&B213&\"-\"&TEXT(C213,\"00000\")","v":"02550-C4-"},"18\" Pipe, DIP (Class 52), In Place 6' to 10'  Deep",null,"LF",null,0]
["02550","C4",{"$f":"IF(I214>0,COUNTIF($I$6:I214,\">\"&0)*10,\"\")","v":""},"02550-C4-","20\" Pipe, DIP (Class 52), In Place Upto 6' Deep",null,"LF",null,0]
["02550","C4",{"$f":"IF(I215>0,COUNTIF($I$6:I215,\">\"&0)*10,\"\")","v":""},"02550-C4-","20\" Pipe, DIP (Class 52), In Place 6' to 10'  Deep",null,"LF",null,0]
["02550","C4",{"$f":"IF(I216>0,COUNTIF($I$6:I216,\">\"&0)*10,\"\")","v":""},"02550-C4-","24\" Pipe, DIP (Class 52), In Place Upto 6' Deep",null,"LF",null,0]
["02550","C4",{"$f":"IF(I217>0,COUNTIF($I$6:I217,\">\"&0)*10,\"\")","v":""},"02550-C4-","24\" Pipe, DIP (Class 52), In Place 6' to 10'  Deep",null,"LF",null,0]
["02550","C4",{"$f":"IF(I218>0,COUNTIF($I$6:I218,\">\"&0)*10,\"\")","v":""},"02550-C4-","30\" Pipe, DIP (Class 52), In Place Upto 6' Deep",null,"LF",null,0]
["02550","C4",{"$f":"IF(I219>0,COUNTIF($I$6:I219,\">\"&0)*10,\"\")","v":""},"02550-C4-","30\" Pipe, DIP (Class 52), In Place 6' to 10'  Deep",null,"LF",null,0]
["02550","C4",{"$f":"IF(I220>0,COUNTIF($I$6:I220,\">\"&0)*10,\"\")","v":""},"02550-C4-","8\" Pipe, PVC ( Schedule 40 or SDR 35), In Place Upto 6' Deep",null,"LF",null,0]
["02550","C4",{"$f":"IF(I221>0,COUNTIF($I$6:I221,\">\"&0)*10,\"\")","v":""},"02550-C4-","Underdrain, Standard VDOT UD-1",null,"LF",null,0]
["02550","C4",{"$f":"IF(I222>0,COUNTIF($I$6:I222,\">\"&0)*10,\"\")","v":""},"02550-C4-","Underdrain, Standard VDOT UD-2",null,"LF",null,0]
["02550","C4",{"$f":"IF(I223>0,COUNTIF($I$6:I223,\">\"&0)*10,\"\")","v":""},"02550-C4-","Underdrain, Standard VDOT UD-4",null,"LF",null,0]
["02550","C4",{"$f":"IF(I224>0,COUNTIF($I$6:I224,\">\"&0)*10,\"\")","v":""},"02550-C4-","Combined Underdrain CD-1",null,"LF",null,0]
["02550","C4",{"$f":"IF(I225>0,COUNTIF($I$6:I225,\">\"&0)*10,\"\")","v":""},"02550-C4-","Combined Underdrain CD-2",null,"LF",null,0]
["02550","C4",{"$f":"IF(I226>0,COUNTIF($I$6:I226,\">\"&0)*10,\"\")","v":""},"02550-C4-","Endwall EW-12",null,"EA",null,0]
["02550","C4",{"$f":"IF(I227>0,COUNTIF($I$6:I227,\">\"&0)*10,\"\")","v":""},"02550-C4-","Abandon storm pipe in place (All material types, sizes and depths)",null,"LF",null,0]
["05500","C5",{"$f":"IF(I228>0,COUNTIF($I$6:I228,\">\"&0)*10,\"\")","v":""},"05500-C5-","Guardrail VDOT GR-2",null,"LF",null,0]
["05500","C5",{"$f":"IF(I229>0,COUNTIF($I$6:I229,\">\"&0)*10,\"\")","v":""},"05500-C5-","Guardrail VDOT GR-2A",null,"LF",null,0]
["05500","C5",{"$f":"IF(I230>0,COUNTIF($I$6:I230,\">\"&0)*10,\"\")","v":""},"05500-C5-","Guardrail VDOT GR-2, 7' post",null,"LF",null,0]
["05500","C5",{"$f":"IF(I231>0,COUNTIF($I$6:I231,\">\"&0)*10,\"\")","v":""},"05500-C5-","Guardrail VDOT GR-2, 8' post",null,"LF",null,0]
["05500","C5",{"$f":"IF(I232>0,COUNTIF($I$6:I232,\">\"&0)*10,\"\")","v":""},"05500-C5-","Guardrail Terminal Treatment, VDOT GR-6",null,"LF",null,0]
["05500","C5",{"$f":"IF(I233>0,COUNTIF($I$6:I233,\">\"&0)*10,\"\")","v":""},"05500-C5-","Guardrail Terminal Installation Site Preparation, VDOT GR-7",null,"EA",null,0]
["05500","C5",{"$f":"IF(I234>0,COUNTIF($I$6:I234,\">\"&0)*10,\"\")","v":""},"05500-C5-","Guardrail End Terminal Treatment, VDOT GR-11",null,"EA",null,0]
["05500","C5",{"$f":"IF(I235>0,COUNTIF($I$6:I235,\">\"&0)*10,\"\")","v":""},"05500-C5-","Fixed Object Attachment , VDOT GR-FOA-1",null,"EA",null,0]
["05500","C5",{"$f":"IF(I236>0,COUNTIF($I$6:I236,\">\"&0)*10,\"\")","v":""},"05500-C5-","Fixed Object Attachment , VDOT GR-FOA-2",null,"EA",null,0]
["05500","C5",{"$f":"IF(I237>0,COUNTIF($I$6:I237,\">\"&0)*10,\"\")","v":""},"05500-C5-","Remove existing Guardrail (All types)",null,"LF",null,0]
["05500","C5",{"$f":"IF(I238>0,COUNTIF($I$6:I238,\">\"&0)*10,\"\")","v":""},"05500-C5-","Reset existing Guardrail (All types)",null,"LF",null,0]
["02550","C6",{"$f":"IF(I239>0,COUNTIF($I$6:I239,\">\"&0)*10,\"\")","v":""},"02550-C6-","16-Inch Water Main, DIP CL-52, Upto 6' Deep",null,"LF",null,0]
["02550","C6",{"$f":"IF(I240>0,COUNTIF($I$6:I240,\">\"&0)*10,\"\")","v":""},"02550-C6-","16-Inch Water Main, DIP CL-52, > 6' Deep",null,"LF",null,0]
[{"$nulls":3},"02550-C4-","NS Trench Drain and Cover",null,"LF",null,0]
["02550","C4",{"$f":"IF(I242>0,COUNTIF($I$6:I242,\">\"&0)*10,\"\")","v":""},{"$f":"A242&\"-\"&B242&\"-\"&TEXT(C242,\"00000\")","v":"02550-C4-"},"Adjust Verizon Manhole to New Grade (Arlington County Detail S-2.5), Type A",null,"EA",null,0]
[{"$error":"#VALUE!"},{"$error":"#VALUE!"},{"$f":"IF(I243>0,COUNTIF($I$6:I243,\">\"&0)*10,\"\")","v":""},"WATERMAIN & UTILITY WORK"]
["02550","C6",{"$f":"IF(I244>0,COUNTIF($I$6:I244,\">\"&0)*10,\"\")","v":""},"02550-C6-","12-Inch Water Main, DIP CL-52, Up to 6' Deep",null,"LF",null,{"$f":"H244*F244","v":0}]
["02550","C6",{"$f":"IF(I245>0,COUNTIF($I$6:I245,\">\"&0)*10,\"\")","v":""},"02550-C6-","12-Inch Water Main, DIP CL-52, > 6' Deep",null,"LF",null,0]
["02550","C6",{"$f":"IF(I246>0,COUNTIF($I$6:I246,\">\"&0)*10,\"\")","v":""},"02550-C6-","8-Inch Water Main, DIP CL-52, Up to 6' Deep",null,"LF",null,0]
["02550","C6",{"$f":"IF(I247>0,COUNTIF($I$6:I247,\">\"&0)*10,\"\")","v":""},"02550-C6-","8-Inch Water Main, DIP CL-52, > 6' Deep",null,"LF",null,0]
["02550","C6",{"$f":"IF(I248>0,COUNTIF($I$6:I248,\">\"&0)*10,\"\")","v":""},"02550-C6-","6-Inch Water Main, DIP CL-53, Up to 6' Deep",null,"LF",null,0]
["02550","C6",{"$f":"IF(I249>0,COUNTIF($I$6:I249,\">\"&0)*10,\"\")","v":""},"02550-C6-","6-Inch Water Main, DIP CL-52, > 6' Deep",null,"LF",null,0]
["02550","C6",{"$f":"IF(I250>0,COUNTIF($I$6:I250,\">\"&0)*10,\"\")","v":""},"02550-C6-","4-Inch Water Main, DIP CL-53, Upto 6' Deep",null,"LF",null,0]
["02550","C6",{"$f":"IF(I251>0,COUNTIF($I$6:I251,\">\"&0)*10,\"\")","v":""},"02550-C6-","4-Inch Water Main, DIP CL-52, > 6' Deep",null,"LF",null,0]
["02550","C6",{"$f":"IF(I252>0,COUNTIF($I$6:I252,\">\"&0)*10,\"\")","v":""},"02550-C6-","16-Inch Gate Valve & Valve Box",null,"EA",null,0]
["02550","C6",{"$f":"IF(I253>0,COUNTIF($I$6:I253,\">\"&0)*10,\"\")","v":""},"02550-C6-","16-Inch Butterfly Valve & Valve Box",null,"EA",null,0]
["02550","C6",{"$f":"IF(I254>0,COUNTIF($I$6:I254,\">\"&0)*10,\"\")","v":""},"02550-C6-","14-Inch Gate Valve & Valve Box",null,"EA",null,0]
["02550","C6",{"$f":"IF(I255>0,COUNTIF($I$6:I255,\">\"&0)*10,\"\")","v":""},"02550-C6-","12-Inch Gate Valve & Valve Box",null,"EA",null,0]
["02550","C6",{"$f":"IF(I256>0,COUNTIF($I$6:I256,\">\"&0)*10,\"\")","v":""},"02550-C6-","8-Inch Gate Valve & Valve Box",null,"EA",null,0]
["02550","C6",{"$f":"IF(I257>0,COUNTIF($I$6:I257,\">\"&0)*10,\"\")","v":""},"02550-C6-","6-Inch Gate Valve & Valve Box",null,"EA",null,0]
["02550","C6",{"$f":"IF(I258>0,COUNTIF($I$6:I258,\">\"&0)*10,\"\")","v":""},"02550-C6-","4-Inch Gate Valve & Valve Box ",null,"LF",null,0]
["02550","C6",{"$f":"IF(I259>0,COUNTIF($I$6:I259,\">\"&0)*10,\"\")","v":""},"02550-C6-","Connect To Existing 16-Inch Water Main",null,"EA",null,0]
["02550","C6",{"$f":"IF(I260>0,COUNTIF($I$6:I260,\">\"&0)*10,\"\")","v":""},"02550-C6-","Connect To Existing 12-Inch Water Main",null,"EA",null,0]
["02550","C6",{"$f":"IF(I261>0,COUNTIF($I$6:I261,\">\"&0)*10,\"\")","v":""},"02550-C6-","Connect To Existing 8-Inch Water Main",null,"EA",null,0]
["02550","C6",{"$f":"IF(I262>0,COUNTIF($I$6:I262,\">\"&0)*10,\"\")","v":""},"02550-C6-","Connect To Existing 6-Inch Water Main",null,"EA",null,0]
["02550","C6",{"$f":"IF(I263>0,COUNTIF($I$6:I263,\">\"&0)*10,\"\")","v":""},"02550-C6-","Connect To Existing 4-Inch Water Main",null,"EA",null,0]
["02550","C6",{"$f":"IF(I264>0,COUNTIF($I$6:I264,\">\"&0)*10,\"\")","v":""},"02550-C6-","2-Inch Air Release Or Vacuum Valve In Concrete Manhole For All Diameter Of Water Mains",null,"EA",null,0]
["02550","C6",{"$f":"IF(I265>0,COUNTIF($I$6:I265,\">\"&0)*10,\"\")","v":""},"02550-C6-","2-Inch Blowoff Valve Assembly & Box",null,"LF",null,0]
["02550","C6",{"$f":"IF(I266>0,COUNTIF($I$6:I266,\">\"&0)*10,\"\")","v":""},"02550-C6-","Abandon/Remove Existing Fire Hydrant",null,"EA",null,0]
["02550","C6",{"$f":"IF(I267>0,COUNTIF($I$6:I267,\">\"&0)*10,\"\")","v":""},"02550-C6-","Remove And Reset Existing Fire Hydrant",null,"EA",null,0]
["02550","C6",{"$f":"IF(I268>0,COUNTIF($I$6:I268,\">\"&0)*10,\"\")","v":""},"02550-C6-","Reset Existing Fire Hydrant",1,"EA",null,0]
["02550","C6",{"$f":"IF(I269>0,COUNTIF($I$6:I269,\">\"&0)*10,\"\")","v":""},"02550-C6-","Install New Fire Hydrant",null,"EA",null,0]
["02550","C6",{"$f":"IF(I270>0,COUNTIF($I$6:I270,\">\"&0)*10,\"\")","v":""},"02550-C6-","Fire Hydrant Vertical Extension",null,"EA",null,0]
["02550","C6",{"$f":"IF(I271>0,COUNTIF($I$6:I271,\">\"&0)*10,\"\")","v":""},"02550-C6-","Cut & Cap 16-Inch Water Main",null,"EA",null,0]
["02550","C6",{"$f":"IF(I272>0,COUNTIF($I$6:I272,\">\"&0)*10,\"\")","v":""},"02550-C6-","Cut & Cap 12-Inch Water Main",null,"EA",null,0]
["02550","C6",{"$f":"IF(I273>0,COUNTIF($I$6:I273,\">\"&0)*10,\"\")","v":""},"02550-C6-","Cut & Cap 10-Inch Water Main",null,"EA",null,0]
["02550","C6",{"$f":"IF(I274>0,COUNTIF($I$6:I274,\">\"&0)*10,\"\")","v":""},"02550-C6-","Cut & Cap 8-Inch Water Main",null,"EA",null,0]
["02550","C6",{"$f":"IF(I275>0,COUNTIF($I$6:I275,\">\"&0)*10,\"\")","v":""},"02550-C6-","Cut & Cap 6-Inch Water Main",null,"EA",null,0]
["02550","C6",{"$f":"IF(I276>0,COUNTIF($I$6:I276,\">\"&0)*10,\"\")","v":""},"02550-C6-","Cut & Cap 4-Inch Water Main",null,"EA",null,0]
["02550","C6",{"$f":"IF(I277>0,COUNTIF($I$6:I277,\">\"&0)*10,\"\")","v":""},"02550-C6-","Remove Existing Valve Boxes",null,"VF",null,{"$f":"H277*F277","v":0}]
["02550","C6",{"$f":"IF(I278>0,COUNTIF($I$6:I278,\">\"&0)*10,\"\")","v":""},"02550-C6-","4-Inch EZ Valve Insertion Valve And Box",null,"EA",null,0]
["02550","C6",{"$f":"IF(I279>0,COUNTIF($I$6:I279,\">\"&0)*10,\"\")","v":""},{"$f":"A279&\"-\"&B279&\"-\"&TEXT(C279,\"00000\")","v":"02550-C6-"},"6-Inch EZ Valve Insertion Valve And Box",null,"EA",null,0]
["02550","C6",{"$f":"IF(I280>0,COUNTIF($I$6:I280,\">\"&0)*10,\"\")","v":""},"02550-C6-","8-Inch EZ Valve Insertion Valve And Box",null,"EA",null,0]
["02550","C6",{"$f":"IF(I281>0,COUNTIF($I$6:I281,\">\"&0)*10,\"\")","v":""},"02550-C6-","12-Inch EZ Valve Insertion Valve And Box",null,"EA",null,0]
["02550","C6",{"$f":"IF(I282>0,COUNTIF($I$6:I282,\">\"&0)*10,\"\")","v":""},"02550-C6-","20\" x 16\" Tap/Sleeve on Iron Pipe, Valve & Valve Box",null,"EA",null,0]
["02550","C6",{"$f":"IF(I283>0,COUNTIF($I$6:I283,\">\"&0)*10,\"\")","v":""},"02550-C6-","20\" x 12\" Tap/Sleeve On Iron Pipe, Valve & Valve Box",null,"EA",null,0]
["02550","C6",{"$f":"IF(I284>0,COUNTIF($I$6:I284,\">\"&0)*10,\"\")","v":""},"02550-C6-","20\" x 8\" Tap/Sleeve On Iron Pipe, Valve & Valve Box",null,"EA",null,0]
["02550","C6",{"$f":"IF(I285>0,COUNTIF($I$6:I285,\">\"&0)*10,\"\")","v":""},"02550-C6-","16\" x 16\" Tap/Sleeve On Iron Pipe, Valve & Valve Box",null,"EA",null,0]
["02550","C6",{"$f":"IF(I286>0,COUNTIF($I$6:I286,\">\"&0)*10,\"\")","v":""},"02550-C6-","16\" x 12\" Tap/Sleeve On Iron Pipe, Valve & Valve Box",null,"EA",null,0]
["02550","C6",{"$f":"IF(I287>0,COUNTIF($I$6:I287,\">\"&0)*10,\"\")","v":""},"02550-C6-","16\" x 8\" Tap/Sleeve On Iron Pipe, Valve & Valve Box",null,"EA",null,0]
["02550","C6",{"$f":"IF(I288>0,COUNTIF($I$6:I288,\">\"&0)*10,\"\")","v":""},"02550-C6-","16\" x 16\" Tap/Sleeve On Iron Pipe, Valve & Valve Box",null,"EA",null,0]
["02550","C6",{"$f":"IF(I289>0,COUNTIF($I$6:I289,\">\"&0)*10,\"\")","v":""},"02550-C6-","16\" x 12\" Tap/Sleeve On Iron Pipe, Valve & Valve Box",null,"EA",null,0]
["02550","C6",{"$f":"IF(I290>0,COUNTIF($I$6:I290,\">\"&0)*10,\"\")","v":""},"02550-C6-","16\" x 8\" Tap/Sleeve On Iron Pipe, Valve & Valve Box",null,"EA",null,0]
["02550","C6",{"$f":"IF(I291>0,COUNTIF($I$6:I291,\">\"&0)*10,\"\")","v":""},"02550-C6-","12\" x 12\" Tap/Sleeve On Iron Pipe, Valve & Valve Box",null,"EA",null,0]
["02550","C6",{"$f":"IF(I292>0,COUNTIF($I$6:I292,\">\"&0)*10,\"\")","v":""},"02550-C6-","12\" x 8\" Tap/Sleeve On Iron Pipe, Valve & Valve Box",null,"EA",null,0]
["02550","C6",{"$f":"IF(I293>0,COUNTIF($I$6:I293,\">\"&0)*10,\"\")","v":""},"02550-C6-","8\" x 8\" Tap/Sleeve On Iron Pipe, Valve & Valve Box",null,"EA",null,0]
["02550","C6",{"$f":"IF(I294>0,COUNTIF($I$6:I294,\">\"&0)*10,\"\")","v":""},"02550-C6-","8\" x 6\" Tap/Sleeve On Iron Pipe, Valve & Valve Box",null,"EA",null,0]
["02550","C6",{"$f":"IF(I295>0,COUNTIF($I$6:I295,\">\"&0)*10,\"\")","v":""},"02550-C6-","6\" x 6\" Tap/Sleeve On Iron Pipe, Valve & Valve Box",null,"EA",null,0]
["02550","C6",{"$f":"IF(I296>0,COUNTIF($I$6:I296,\">\"&0)*10,\"\")","v":""},"02550-C6-","Abandon Existing Water Main (All sizes and depths)",null,"LF",null,0]
["02550","C6",{"$f":"IF(I297>0,COUNTIF($I$6:I297,\">\"&0)*10,\"\")","v":""},"02550-C6-","Water Meter Frame & Cover, Replace",null,"EA",null,0]
["02550","C6",{"$f":"IF(I298>0,COUNTIF($I$6:I298,\">\"&0)*10,\"\")","v":""},"02550-C6-","Water Meter Box vertical Adjustment to New Grade",null,"EA",null,0]
["02550","C6",{"$f":"IF(I299>0,COUNTIF($I$6:I299,\">\"&0)*10,\"\")","v":""},"02550-C6-","Water Valve Box vertical Adjustment to New Grade",7,"EA",null,0]
["02550","C6",{"$f":"IF(I300>0,COUNTIF($I$6:I300,\">\"&0)*10,\"\")","v":""},"02550-C6-","Gas Valve Box vertical Adjustment to New Grade",2,"EA",null,0,{"$f":"SUM(I268:I300)","v":0}]
["02550","C6",{"$f":"IF(I301>0,COUNTIF($I$6:I301,\">\"&0)*10,\"\")","v":""},"02550-C6-","Non-Freeze Boxed Ground Hydrant (with Locking Cover and Keys), Jay R. Smith or County approved equivalent (Excavation, Install Copper Tubing, Connect to County Water Meter, Install Ground Hydrant w/Compacted Pea Gravel, Backfill, and Surface Grade Restora",null,"EA",null,0]
["02550","C6",{"$f":"IF(I302>0,COUNTIF($I$6:I302,\">\"&0)*10,\"\")","v":""},"02550-C6-","PVC Pipe (4\"or 6\"), SDR 35 (less than 14' of cover), only when not included in other pay items",null,"LF",null,0]
["02550","C6",{"$f":"IF(I303>0,COUNTIF($I$6:I303,\">\"&0)*10,\"\")","v":""},"02550-C6-","PVC Pipe (4\" or 6\"), SDR 26 or stronger (14' to 20' of cover), only when not included in other pay items",null,"LF",null,0]
["02550","C6",{"$f":"IF(I304>0,COUNTIF($I$6:I304,\">\"&0)*10,\"\")","v":""},"02550-C6-","Abandon Existing Corporation Stop (TO BE PERFORMED AS DIRECTED BY THE COUNTY PROJECT OFFICER)",null,"EA",null,0]
["02550","C6",{"$f":"IF(I305>0,COUNTIF($I$6:I305,\">\"&0)*10,\"\")","v":""},"02550-C6-","Service Taps (TAP MAIN, INSTALL COPPER TUBING, INSTALL ANGLE VALVES, CORPORATION COCK, METER BOX AND METER YOKE/METER, CONNECT TO EXISTING PRIVATE SERVICE LINE, BACKFILL AND EXCAVATION)--UP TO 1O FT.",null,"EA",null,0]
["02550","C6",{"$f":"IF(I306>0,COUNTIF($I$6:I306,\">\"&0)*10,\"\")","v":""},"02550-C6-","Service Taps PER ADDITIONAL LINEAR FOOT OVER 10 FT.",null,"LF",null,0]
["02550","C6",{"$f":"IF(I307>0,COUNTIF($I$6:I307,\">\"&0)*10,\"\")","v":""},"02550-C6-","Service Re-Taps (TAP MAIN, INSTALL COPPER TUBING, CONNECT TO EXISTING SERVICE LINE, ABANDON CORPORATION COCK FROM EXISTING SERVICE LINE, BACKFILL AND EXCAVATION)-UP TO 10 FT.",null,"EA",null,0]
["02550","C6",{"$f":"IF(I308>0,COUNTIF($I$6:I308,\">\"&0)*10,\"\")","v":""},"02550-C6-","Service Re-Taps PER ADDITIONAL LINEAR FT. OVER 10 FT.",null,"LF",null,0]
["02550","C6",{"$f":"IF(I309>0,COUNTIF($I$6:I309,\">\"&0)*10,\"\")","v":""},"02550-C6-","Water Meter Relocations (INSTALL COPPER TUBING, CONNECT TO EXISTING COUNTY AND PRIVATE SERVICE LINES, PROVIDE NEW ANGLE VALVES, RELOCATE METER HOUSING AND METER YOKE, BACKFILL AND EXCAVATION)--UP TO 10 FT.",null,"EA",null,0]
["02550","C6",{"$f":"IF(I310>0,COUNTIF($I$6:I310,\">\"&0)*10,\"\")","v":""},"02550-C6-","Service Relocations PER ADDITIONAL LINEAR FOOT OVER 10 FT.",null,"LF",null,0]
["02550","C6",{"$f":"IF(I311>0,COUNTIF($I$6:I311,\">\"&0)*10,\"\")","v":""},"02550-C6-","Service Taps (TAP MAIN, INSTALL COPPER TUBING, INSTALL GATE VALVES, CORPORATION COCK, METER BOX AND METER, CONNECT TO EXISTING PRIVATE SERVICE LINE, BACKFILL AND EXCAVATION)--UP TO 1O FT.",null,"EA",null,0]
["02550","C6",{"$f":"IF(I312>0,COUNTIF($I$6:I312,\">\"&0)*10,\"\")","v":""},"02550-C6-","Service Taps PER ADDITIONAL LINEAR FOOT OVER 10 FT.",null,"LF",null,0]
["02550","C6",{"$f":"IF(I313>0,COUNTIF($I$6:I313,\">\"&0)*10,\"\")","v":""},"02550-C6-","Service Re-Taps (TAP MAIN, INSTALL COPPER TUBING, CONNECT TO EXISTING SERVICE LINE, ABANDON CORPORATION COCK FROM EXISTING SERVICE LINE, BACKFILL AND EXCAVATION)--UP TO 10 FT.",null,"EA",null,0]
["02550","C6",{"$f":"IF(I314>0,COUNTIF($I$6:I314,\">\"&0)*10,\"\")","v":""},"02550-C6-","Service Re-Taps PER ADDITIONAL LINEAR FOOT OVER 10 FT.",null,"LF",null,0]
["02550","C6",{"$f":"IF(I315>0,COUNTIF($I$6:I315,\">\"&0)*10,\"\")","v":""},"02550-C6-","Water Meter Relocations (INSTALL COPPER TUBING, CONNECT TO EXISTING COUNTY AND PRIVATE SERVICE LINES, PROVIDE NEW GATE VALVES, RELOCATE METER HOUSING AND METER, BACKFILL AND EXCAVATION)--UP TO 10 FT.",null,"EA",null,0]
["02550","C6",{"$f":"IF(I316>0,COUNTIF($I$6:I316,\">\"&0)*10,\"\")","v":""},"02550-C6-","Service Relocations PER ADDITIONAL LINEAR FOOT OVER 10 FT.",null,"LF",null,0]
["02510","C7",{"$f":"IF(I317>0,COUNTIF($I$6:I317,\">\"&0)*10,\"\")","v":""},"02510-C7-","Sanitary Sewer - 8\" PVC, SDR 35, DEPTH< 8’",null,"LF",null,0]
["02510","C7",{"$f":"IF(I318>0,COUNTIF($I$6:I318,\">\"&0)*10,\"\")","v":""},"02510-C7-","Sanitary Sewer - 8\" PVC, SDR 35, 8’ ≤ DEPTH < 14’",null,"LF",null,0]
["02510","C7",{"$f":"IF(I319>0,COUNTIF($I$6:I319,\">\"&0)*10,\"\")","v":""},"02510-C7-","Sanitary Sewer - 8\" PVC, SDR 26, DEPTH ≥ 14'",null,"LF",null,0]
["02510","C7",{"$f":"IF(I320>0,COUNTIF($I$6:I320,\">\"&0)*10,\"\")","v":""},"02510-C7-","Sanitary Sewer- 8\"DIP CLASS 52, DEPTH < 8'",null,"LF",null,0]
["02510","C7",{"$f":"IF(I321>0,COUNTIF($I$6:I321,\">\"&0)*10,\"\")","v":""},"02510-C7-","Sanitary Sewer- 8\"DIP CLASS 52, 8'≤ DEPTH <15'",null,"LF",null,0]
["02510","C7",{"$f":"IF(I322>0,COUNTIF($I$6:I322,\">\"&0)*10,\"\")","v":""},"02510-C7-","Sanitary Sewer- 8\"DIP CLASS 52, DEPTH >15'",null,"LF",null,0]
["02510","C7",{"$f":"IF(I323>0,COUNTIF($I$6:I323,\">\"&0)*10,\"\")","v":""},"02510-C7-","Sanitary Sewer - 10\" PVC, SDR 35, DEPTH< 8’",null,"LF",null,0]
["02510","C7",{"$f":"IF(I324>0,COUNTIF($I$6:I324,\">\"&0)*10,\"\")","v":""},"02510-C7-","Sanitary Sewer - 10\" PVC, SDR 35,  8’ ≤ DEPTH < 14'",null,"LF",null,0]
["02510","C7",{"$f":"IF(I325>0,COUNTIF($I$6:I325,\">\"&0)*10,\"\")","v":""},"02510-C7-","Sanitary Sewer - 10\" PVC, SDR 26, DEPTH ≥ 14'",null,"LF",null,0]
["02510","C7",{"$f":"IF(I326>0,COUNTIF($I$6:I326,\">\"&0)*10,\"\")","v":""},"02510-C7-","Sanitary Sewer- 10\"DIP CLASS 52, DEPTH < 8'",null,"LF",null,0]
["02510","C7",{"$f":"IF(I327>0,COUNTIF($I$6:I327,\">\"&0)*10,\"\")","v":""},"02510-C7-","Sanitary Sewer- 10\"DIP CLASS 52, 8'≤ DEPTH <15'",null,"LF",null,0]
["02510","C7",{"$f":"IF(I328>0,COUNTIF($I$6:I328,\">\"&0)*10,\"\")","v":""},"02510-C7-","Sanitary Sewer- 10\"DIP CLASS 52, DEPTH >15'",null,"LF",null,0]
["02510","C7",{"$f":"IF(I329>0,COUNTIF($I$6:I329,\">\"&0)*10,\"\")","v":""},"02510-C7-","Sanitary Sewer - 12\" PVC, SDR 35, DEPTH< 8’",null,"LF",null,0]
["02510","C7",{"$f":"IF(I330>0,COUNTIF($I$6:I330,\">\"&0)*10,\"\")","v":""},"02510-C7-","Sanitary Sewer - 12\" PVC, SDR 35, 8’ ≤ DEPTH < 14'",null,"LF",null,0]
["02510","C7",{"$f":"IF(I331>0,COUNTIF($I$6:I331,\">\"&0)*10,\"\")","v":""},"02510-C7-","Sanitary Sewer - 12\" PVC, SDR 26,  DEPTH ≥ 14'",null,"LF",null,0]
["02510","C7",{"$f":"IF(I332>0,COUNTIF($I$6:I332,\">\"&0)*10,\"\")","v":""},"02510-C7-","Sanitary Sewer- 12\"DIP CLASS 52, DEPTH < 8'",null,"LF",null,0]
["02510","C7",{"$f":"IF(I333>0,COUNTIF($I$6:I333,\">\"&0)*10,\"\")","v":""},"02510-C7-","Sanitary Sewer- 12\"DIP CLASS 52, 8'≤ DEPTH <15'",null,"LF",null,0]
["02510","C7",{"$f":"IF(I334>0,COUNTIF($I$6:I334,\">\"&0)*10,\"\")","v":""},"02510-C7-","Sanitary Sewer- 12\"DIP CLASS 52, DEPTH >15'",null,"LF",null,0]
["02510","C7",{"$f":"IF(I335>0,COUNTIF($I$6:I335,\">\"&0)*10,\"\")","v":""},"02510-C7-","Boring And Jacking 18\" TO 24\" Casing Pipe With 8\" TO 12\" Carrier Pipe PER Arlington County SPECIFICATION SECTION 02951 AND DETAIL M-4.0",null,"LF",null,0]
["02510","C7",{"$f":"IF(I336>0,COUNTIF($I$6:I336,\">\"&0)*10,\"\")","v":""},"02510-C7-","Manhole - Precast Concrete, 4' ID, DEPTH <  8'",null,"VF",null,0]
["02510","C7",{"$f":"IF(I337>0,COUNTIF($I$6:I337,\">\"&0)*10,\"\")","v":""},"02510-C7-","Manhole-Precast Concrete 4' I.D. DEPTH > 8', PER ADDITIONAL VF OVER 8' ",null,"VF",null,0]
["02510","C7",{"$f":"IF(I338>0,COUNTIF($I$6:I338,\">\"&0)*10,\"\")","v":""},"02510-C7-","Manhole-Precast Concrete 5' I.D. DEPTH < 8' ",null,"VF",null,0]
["02510","C7",{"$f":"IF(I339>0,COUNTIF($I$6:I339,\">\"&0)*10,\"\")","v":""},"02510-C7-","Manhole-Precast Concrete 5' I.D. DEPTH > 8', PER ADDITIONAL VF OVER 8' ",null,"VF",null,0]
["02510","C7",{"$f":"IF(I340>0,COUNTIF($I$6:I340,\">\"&0)*10,\"\")","v":""},"02510-C7-","Manhole-Construct Over Existing Sewer, Arlington County DRAWING S-2.2 (PAYMENT SHALL BE FOR DOGHOUSE BASE AND REMAINDER OF MANHOLE SHALL BE PAID UNDER VF PRICES FOR MANHOLES PER ITEM 20 TO 23 ABOVE)",null,"EA",null,0]
["02510","C7",{"$f":"IF(I341>0,COUNTIF($I$6:I341,\">\"&0)*10,\"\")","v":""},"02510-C7-","Abandon Existing Manhole",null,"EA",null,{"$f":"H341*F341","v":0}]
["02510","C7",{"$f":"IF(I342>0,COUNTIF($I$6:I342,\">\"&0)*10,\"\")","v":""},"02510-C7-","Connect To Existing Sanitary Manhole",null,"EA",null,0]
["02510","C7",{"$f":"IF(I343>0,COUNTIF($I$6:I343,\">\"&0)*10,\"\")","v":""},{"$f":"A343&\"-\"&B343&\"-\"&TEXT(C343,\"00000\")","v":"02510-C7-"},"Sanitary Sewer House Laterals(IN ACCORDANCE WITH Arlington County CONSTRUCTION STANDARDS AND SPECIFICATIONS SECTION 02510, PART 3, ITEM 3.5) ",null,"LF",null,0]
["02550","C6",{"$f":"IF(I344>0,COUNTIF($I$6:I344,\">\"&0)*10,\"\")","v":""},"02550-C6-","Telecommunication Handhole Box Vertical Adjustment to New Grade",null,"EA",null,0]
[{"$error":"#VALUE!"},{"$error":"#VALUE!"},{"$f":"IF(I345>0,COUNTIF($I$6:I345,\">\"&0)*10,\"\")","v":""},"SANITARY SEWER WORK"]
["02510","C7",{"$f":"IF(I346>0,COUNTIF($I$6:I346,\">\"&0)*10,\"\")","v":""},{"$f":"A346&\"-\"&B346&\"-\"&TEXT(C346,\"00000\")","v":"02510-C7-"},"Adjust Sanitary Manhole to New Grade (Arlington County Detail S-2.5), Type A",2,"EA",null,{"$f":"H346*F346","v":0},{"$f":"SUM(I346)","v":0}]
["02510","C7",{"$f":"IF(I347>0,COUNTIF($I$6:I347,\">\"&0)*10,\"\")","v":""},"02510-C7-","Adjust Sanitary Manhole to New Grade (Arlington County Detail S-2.5), Type B",null,"EA",null,0,null,{"$f":"OR(ISTEXT(LEFT(D347,1)),I347>0)","v":true}]
["02510","C7",{"$f":"IF(I348>0,COUNTIF($I$6:I348,\">\"&0)*10,\"\")","v":""},"02510-C7-","Adjust Sanitary Manhole to New Grade (Arlington County Detail S-2.5), Type C",null,"EA",null,0,null,true]
["02510","C7",{"$f":"IF(I349>0,COUNTIF($I$6:I349,\">\"&0)*10,\"\")","v":""},"02510-C7-","Bypass System With 4-Inch Pump",null,"DAY",null,0,null,true]
["02510","C7",{"$f":"IF(I350>0,COUNTIF($I$6:I350,\">\"&0)*10,\"\")","v":""},"02510-C7-","Bypass System With 4-Inch Silenced Pump",null,"DAY",null,0,null,true]
["13170","C9",{"$f":"IF(I351>0,COUNTIF($I$6:I351,\">\"&0)*10,\"\")","v":""},{"$f":"A351&\"-\"&B351&\"-\"&TEXT(C351,\"00000\")","v":"13170-C9-"},"Furnish and Install 2 Inch Steel Conduit and Fittings",null,"LF",null,{"$f":"H351*F351","v":0},null,{"$f":"OR(ISTEXT(LEFT(D351,1)),I351>0)","v":true}]
["13170","C9",{"$f":"IF(I352>0,COUNTIF($I$6:I352,\">\"&0)*10,\"\")","v":""},"13170-C9-","Furnish and Install 2 Inch Conduit Riser",null,"LF",null,0,null,true]
["13170","C9",{"$f":"IF(I353>0,COUNTIF($I$6:I353,\">\"&0)*10,\"\")","v":""},"13170-C9-","Trenching - Asphalt",null,"LF",null,0,null,true]
["13170","C9",{"$f":"IF(I354>0,COUNTIF($I$6:I354,\">\"&0)*10,\"\")","v":""},"13170-C9-","Trenching - Exposed Concrete Roadway",null,"LF",null,0,null,true]
["13170","C9",{"$f":"IF(I355>0,COUNTIF($I$6:I355,\">\"&0)*10,\"\")","v":""},"13170-C9-","Trenching - Concrete Sidewalk (WSS)",null,"LF",null,0,null,true]
["13170","C9",{"$f":"IF(I356>0,COUNTIF($I$6:I356,\">\"&0)*10,\"\")","v":""},"13170-C9-","Trenching - Earth",null,"LF",null,0,null,true]
["13170","C9",{"$f":"IF(I357>0,COUNTIF($I$6:I357,\">\"&0)*10,\"\")","v":""},"13170-C9-","Boring 1-2\" Conduit Sch 40",null,"LF",null,0,null,true]
["13170","C9",{"$f":"IF(I358>0,COUNTIF($I$6:I358,\">\"&0)*10,\"\")","v":""},"13170-C9-","Furnish and Install Junction Box and Cover",null,"EA",null,0,null,true]
["13170","C9",{"$f":"IF(I359>0,COUNTIF($I$6:I359,\">\"&0)*10,\"\")","v":""},"13170-C9-","Drill and Prepare Existing Foundation to Install Anchor Bolt",null,"EA",null,0,null,true]
["13170","C9",{"$f":"IF(I360>0,COUNTIF($I$6:I360,\">\"&0)*10,\"\")","v":""},"13170-C9-","Re-Enter Existing Junction Box",null,"EA",null,0,null,true]
["13170","C9",{"$f":"IF(I361>0,COUNTIF($I$6:I361,\">\"&0)*10,\"\")","v":""},"13170-C9-","Demolish Existing Foundation",null,"EA",null,0,null,true]
["13170","C9",{"$f":"IF(I362>0,COUNTIF($I$6:I362,\">\"&0)*10,\"\")","v":""},"13170-C9-","Install Streetlight Pole Concrete Foundation (24\" Diameter and 48\" Deep)",null,"EA",null,{"$f":"H362*F362","v":0},null,true]
["13170","C9",{"$f":"IF(I363>0,COUNTIF($I$6:I363,\">\"&0)*10,\"\")","v":""},"13170-C9-","Install Streetlight Pole Concrete Foundation (30\" Diameter and 96\" Deep)",null,"EA",null,{"$f":"H363*F363","v":0},null,true]
["13170","C9",{"$f":"IF(I364>0,COUNTIF($I$6:I364,\">\"&0)*10,\"\")","v":""},"13170-C9-","Furnish and Install Shallow Depth Foundation",null,"EA",null,0,null,true]
["13170","C9",{"$f":"IF(I365>0,COUNTIF($I$6:I365,\">\"&0)*10,\"\")","v":""},"13170-C9-","Demolish Existing Foundation",null,"EA",null,0,null,true]
["13170","C9",{"$f":"IF(I366>0,COUNTIF($I$6:I366,\">\"&0)*10,\"\")","v":""},"13170-C9-","Furnish and Install Service Disconnect, Contactor, and Meter Pan",null,"EA",null,0,null,true]
["13170","C9",{"$f":"IF(I367>0,COUNTIF($I$6:I367,\">\"&0)*10,\"\")","v":""},"13170-C9-","Furnish and Install Meter Pedestal (STLT)",null,"EA",null,0,null,true]
["13170","C9",{"$f":"IF(I368>0,COUNTIF($I$6:I368,\">\"&0)*10,\"\")","v":""},"13170-C9-","Furnish & Install Streetlight Pole - Direct Buried",null,"EA",null,0,null,true]
["13170","C9",{"$f":"IF(I369>0,COUNTIF($I$6:I369,\">\"&0)*10,\"\")","v":""},"13170-C9-","Furnish & Install Streetlight Pole - On Foundation",null,"EA",null,0,null,true]
["13170","C9",{"$f":"IF(I370>0,COUNTIF($I$6:I370,\">\"&0)*10,\"\")","v":""},"13170-C9-","Furnish & Install #6 CU Service Wire     ",null,"LF",null,0,null,true]
["13170","C9",{"$f":"IF(I371>0,COUNTIF($I$6:I371,\">\"&0)*10,\"\")","v":""},"13170-C9-","Furnish & Install UF Cable with # 12 2C with/Ground in Conduit",null,"LF",null,0,null,true]
["13170","C9",{"$f":"IF(I372>0,COUNTIF($I$6:I372,\">\"&0)*10,\"\")","v":""},"13170-C9-","Furnish & Install # 6 Copper Cable",null,"LF",null,0,null,true]
["13170","C9",{"$f":"IF(I373>0,COUNTIF($I$6:I373,\">\"&0)*10,\"\")","v":""},"13170-C9-","Remove and Dispose Streetlight Fixture",null,"EA",null,0,null,true]
["13170","C9",{"$f":"IF(I374>0,COUNTIF($I$6:I374,\">\"&0)*10,\"\")","v":""},"13170-C9-","Furnish & Install Carlyle Streetlight (Per Head) with Radio Unit (Single Globe)",null,"EA",null,0,null,true]
["13170","C9",{"$f":"IF(I375>0,COUNTIF($I$6:I375,\">\"&0)*10,\"\")","v":""},"13170-C9-","Furnish & Install Carlyle Streetlight (Per Head) with Radio Unit (Double Globe)",null,"EA",null,0,null,true]
["13170","C9",{"$f":"IF(I376>0,COUNTIF($I$6:I376,\">\"&0)*10,\"\")","v":""},"13170-C9-","Furnish & Install Cobrahead Streetlight Luminaire (Per Head) ",null,"EA",null,0,null,true]
["13170","C9",{"$f":"IF(I377>0,COUNTIF($I$6:I377,\">\"&0)*10,\"\")","v":""},"13170-C9-","Furnish & Install Tear Drop Streetlight Luminaire (Per Head)",null,"EA",null,0,null,true]
["13170","C9",{"$f":"IF(I378>0,COUNTIF($I$6:I378,\">\"&0)*10,\"\")","v":""},"13170-C9-","Furnish & Install Luminaire Arm on Signal/Cobra Pole",null,"EA",null,0,null,true]
["13170","C9",{"$f":"IF(I379>0,COUNTIF($I$6:I379,\">\"&0)*10,\"\")","v":""},"13170-C9-","Streetlight Pole Removal  - Metal Pole",null,"EA",null,0,null,true]
["13170","C9",{"$f":"IF(I380>0,COUNTIF($I$6:I380,\">\"&0)*10,\"\")","v":""},"13170-C9-","Streetlight Pole Removal - Direct Buried",null,"EA",null,0,null,true]
["13170","C9",{"$f":"IF(I381>0,COUNTIF($I$6:I381,\">\"&0)*10,\"\")","v":""},"13170-C9-","Pull Cable in Conduit",null,"LF",null,0,null,true]
["13170","C9",{"$f":"IF(I382>0,COUNTIF($I$6:I382,\">\"&0)*10,\"\")","v":""},"13170-C9-","Remove Existing Cable from Conduit",null,"LF",null,0,null,true]
["02900","C1",{"$f":"IF(I383>0,COUNTIF($I$6:I383,\">\"&0)*10,\"\")","v":""},"02900-C1-","Four (4) Inch Transverse Markings",null,"LF",null,{"$f":"H383*F383","v":0},null,{"$f":"OR(ISTEXT(LEFT(D383,1)),I383>0)","v":true}]
["02900","C1",{"$f":"IF(I384>0,COUNTIF($I$6:I384,\">\"&0)*10,\"\")","v":""},"02900-C1-","Six (6) Inch Transverse Markings",null,"LF",null,{"$f":"H384*F384","v":0},null,true]
["02900","C1",{"$f":"IF(I385>0,COUNTIF($I$6:I385,\">\"&0)*10,\"\")","v":""},"02900-C1-","Twelve (12) Inch Transverse Markings",null,"LF",null,0,null,true]
["02900","C1",{"$f":"IF(I386>0,COUNTIF($I$6:I386,\">\"&0)*10,\"\")","v":""},"02900-C1-","Eighteen (18) Inch Transverse Markings",null,"LF",null,0,null,true]
["02900","C1",{"$f":"IF(I387>0,COUNTIF($I$6:I387,\">\"&0)*10,\"\")","v":""},"02900-C1-","Twenty Four (24) Inch Transverse Markings, Note: Used For Continental (Ladder) Crosswalk",null,"LF",null,0,null,true]
["02900","C1",{"$f":"IF(I388>0,COUNTIF($I$6:I388,\">\"&0)*10,\"\")","v":""},"02900-C1-","Yield Line Markings (Twenty Four (24) Inch Triangle/Twelve (12) Inch Spacing), Note: LF is Width of Lane for Units",null,"LF",null,0,null,true]
["02900","C1",{"$f":"IF(I389>0,COUNTIF($I$6:I389,\">\"&0)*10,\"\")","v":""},"02900-C1-","Four (4) Inch Longitudinal Solid Line",null,"LF",null,0,null,true]
["02900","C1",{"$f":"IF(I390>0,COUNTIF($I$6:I390,\">\"&0)*10,\"\")","v":""},"02900-C1-","Four (4) Inch Longitudinal Skip Line (Ten (10) Foot Line/Thirty (30) Foot Spacing), Note: Forty (40) LF Consists of Ten (10) LF of Marking and Thirty (30) LF of Space",null,"LF",null,0,null,true]
["02900","C1",{"$f":"IF(I391>0,COUNTIF($I$6:I391,\">\"&0)*10,\"\")","v":""},"02900-C1-","Four (4) Inch Longitudinal Skip Line (Ten (10) Foot Line/Twenty (20) Foot Spacing), Note: Thirty (30) LF Consists of Ten (10) LF of Marking and Twenty (20) LF of Space",null,"LF",null,0,null,true]
["02900","C1",{"$f":"IF(I392>0,COUNTIF($I$6:I392,\">\"&0)*10,\"\")","v":""},"02900-C1-","Four (4) Inch Longitudinal Skip Line (Two (2) Foot Line/Four (4) Foot Spacing), Note: Six (6) LF Consists of Two (2) LF of Marking and Four (4) LF of Space, **Turn Lane Skips-EDITED**",null,"LF",null,0,null,true]
["02900","C1",{"$f":"IF(I393>0,COUNTIF($I$6:I393,\">\"&0)*10,\"\")","v":""},"02900-C1-","Four (4) Inch Longitudinal Skip Line (Three (3) Foot Line/Nine (9) Foot Spacing), Note: 12 LF Consists of 3 LF of Marking and 9 LF of Space, **Centerline For Bike Trail Only**",null,"LF",null,0,null,true]
["02900","C1",{"$f":"IF(I394>0,COUNTIF($I$6:I394,\">\"&0)*10,\"\")","v":""},"02900-C1-","Six (6) Inch Longitudinal Solid Line",null,"LF",null,0,null,true]
["02900","C1",{"$f":"IF(I395>0,COUNTIF($I$6:I395,\">\"&0)*10,\"\")","v":""},"02900-C1-","Six (6) Inch Longitudinal Skip Line (Ten (10) Foot Line/Thirty (30) Foot Spacing), Note: Forty (40) LF Consists of Ten (10) LF of Marking and Thirty (30) LF of Space",null,"LF",null,0,null,true]
["02900","C1",{"$f":"IF(I396>0,COUNTIF($I$6:I396,\">\"&0)*10,\"\")","v":""},"02900-C1-","Six (6) Inch Longitudinal Skip Lane (Ten (10) Foot Line/Twenty (20) Foot Spacing), Note: Thirty (30) LF Consists of Ten (10) LF of Marking and Twenty (20) LF of Space",null,"LF",null,0,null,true]
["02900","C1",{"$f":"IF(I397>0,COUNTIF($I$6:I397,\">\"&0)*10,\"\")","v":""},"02900-C1-","Six (6) Inch Longitudinal Skip Line (Two (2) Foot Line/Ten (10) Foot Spacing), Note: Twelve (12) LF Consists of Two (2) LF of Marking and Ten (10) LF of Space",null,"LF",null,0,null,true]
["02900","C1",{"$f":"IF(I398>0,COUNTIF($I$6:I398,\">\"&0)*10,\"\")","v":""},"02900-C1-","Six (6) Inch Longitudinal Skip Line (Two (2) Foot Line/ Four (4) Foot Spacing), Note: Twelve (12) LF Consists of Two (2) LF of Marking and Four (4) LF of Space",null,"LF",null,0,null,true]
["02900","C1",{"$f":"IF(I399>0,COUNTIF($I$6:I399,\">\"&0)*10,\"\")","v":""},"02900-C1-","Twelve (12) Inch Yellow Longitudinal Centerline, Two - Four (4) Inch Yellow Lines with Four (4) Inch Separation",null,"LF",null,0,null,true]
["02900","C1",{"$f":"IF(I400>0,COUNTIF($I$6:I400,\">\"&0)*10,\"\")","v":""},"02900-C1-","Twelve (12) Inch Yellow Two-Way Left Turn Lane Marking, (One-Four (4) Inch Solid Yellow Skip Line (10/30) with Four (4) Inch Spacing), Note: Forty (40) LF Consists of Ten (10) LF of Marking and Thirty (30) LF of Space Next To Forty (40) LF of Marking",null,"LF",null,0,null,true]
["02900","C1",{"$f":"IF(I401>0,COUNTIF($I$6:I401,\">\"&0)*10,\"\")","v":""},"02900-C1-","Twelve (12) Inch Yellow Longitudinal Reversable Lane Marking, Two - Four (4) Inch Yellow Skip Lines (10/30) with Four (4) Inch Spacing",null,"LF",null,0,null,true]
["02900","C1",{"$f":"IF(I402>0,COUNTIF($I$6:I402,\">\"&0)*10,\"\")","v":""},"02900-C1-","Longitudinal Wide Double Skip Line, Two - Ten (10) Foot Lines/Thirty (30) Foot Spacing, Note: Forty (40) LF Consists of Ten (10) LF of Marking and Thirty (30) LF of Space",null,"LF",null,0,null,true]
["02900","C1",{"$f":"IF(I403>0,COUNTIF($I$6:I403,\">\"&0)*10,\"\")","v":""},"02900-C1-","Longitudinal Wide Double Skip Line, Two - Ten (10) Foot Lines/Twenty (20) Foot Spacing, Note: Thirty (30) LF Consists of Ten (10) LF of Marking and Twenty (20) LF of Space",null,"LF",null,0,null,true]
["02900","C1",{"$f":"IF(I404>0,COUNTIF($I$6:I404,\">\"&0)*10,\"\")","v":""},{"$f":"A404&\"-\"&B404&\"-\"&TEXT(C404,\"00000\")","v":"02900-C1-"},"Longitudinal Wide Double Skip Line, Two - Two (2) Foot Lines/Ten (10) Foot Spacing, Note: Twelve (12) LF Consists of Two (2) LF of Marking and Ten (10) LF of Space",null,"LF",null,0,null,true]
["02900","C1",{"$f":"IF(I405>0,COUNTIF($I$6:I405,\">\"&0)*10,\"\")","v":""},"02900-C1-","Eight (8) Foot Letters, Note: 'Turn Only' (for example)",null,"EA",null,0,null,true]
["02900","C1",{"$f":"IF(I406>0,COUNTIF($I$6:I406,\">\"&0)*10,\"\")","v":""},"02900-C1-","Lane Reduction Arrows",null,"EA",null,0,null,true]
["02900","C1",{"$f":"IF(I407>0,COUNTIF($I$6:I407,\">\"&0)*10,\"\")","v":""},"02900-C1-","Thirteen (13) Foot Yield Ahead Symbol",null,"EA",null,0,null,true]
["02900","C1",{"$f":"IF(I408>0,COUNTIF($I$6:I408,\">\"&0)*10,\"\")","v":""},"02900-C1-","Speed Hump Markings (MUTCD Fig. 3B-29 Option A, or Fig. 3B-30 Option B), Two (2) Each Per Hump, **Each Hump Will Have 2 - 1 In Each Direction**",null,"EA",null,0,null,true]
["02900","C1",{"$f":"IF(I409>0,COUNTIF($I$6:I409,\">\"&0)*10,\"\")","v":""},"02900-C1-","Six (6) Foot Bicycle Lane Arrow (Only for Multi-Use or Bikes Opposing Traffic)",null,"EA",null,0,null,true]
["02900","C1",{"$f":"IF(I410>0,COUNTIF($I$6:I410,\">\"&0)*10,\"\")","v":""},"02900-C1-","Preferential Lane Symbol",null,"EA",null,0,null,true]
["02900","C1",{"$f":"IF(I411>0,COUNTIF($I$6:I411,\">\"&0)*10,\"\")","v":""},"02900-C1-","Handicap Symbol (Off-Street)",null,"EA",null,0,null,true]
["02900","C1",{"$f":"IF(I412>0,COUNTIF($I$6:I412,\">\"&0)*10,\"\")","v":""},"02900-C1-","Colorized Bike Lane Coatings (per Supplemental Specification 02901)",null,"SY",null,0,null,true]
["02900","C1",{"$f":"IF(I413>0,COUNTIF($I$6:I413,\">\"&0)*10,\"\")","v":""},"02900-C1-","Removal of Existing Longitudinal Lines (Up To and Including Six (6) Inch Width), Note: Base Unit For Removal",null,"LF",null,0,null,true]
["02900","C1",{"$f":"IF(I414>0,COUNTIF($I$6:I414,\">\"&0)*10,\"\")","v":""},"02900-C1-","Removal of Existing Longitudinal Lines (Each Additional Six (6) Inch Increment), Note: Add to Base Unit for Lines Wider Than Six (6) Inches",null,"LF",null,0,null,true]
["02900","C1",{"$f":"IF(I415>0,COUNTIF($I$6:I415,\">\"&0)*10,\"\")","v":""},"02900-C1-","Removal of Existing Transverse Lines (Up To and Including Six (6) Inch Width), Note: Base Unit For Removal",null,"LF",null,0,null,true]
["02900","C1",{"$f":"IF(I416>0,COUNTIF($I$6:I416,\">\"&0)*10,\"\")","v":""},"02900-C1-","Removal of Existing Transverse Lines (Each Additional Six (6) Inch Increment), Note: Add To Base Unit For Lines Wider Than Six (6) Inches",null,"LF",null,0,null,true]
["02900","C1",{"$f":"IF(I417>0,COUNTIF($I$6:I417,\">\"&0)*10,\"\")","v":""},"02900-C1-","Removal of Existing Symbols, Letters, or Arrows",null,"EA",null,0,null,true]
["02900","C1",{"$f":"IF(I418>0,COUNTIF($I$6:I418,\">\"&0)*10,\"\")","v":""},"02900-C1-","Traffic Control Sign (Typical Stop, Yield, No Parking, Speed Limit, or Similar), Install per Detail SG-1.0",null,"EA",null,0,null,true]
["02900","C1",{"$f":"IF(I419>0,COUNTIF($I$6:I419,\">\"&0)*10,\"\")","v":""},"02900-C1-","Traffic Control Sign (Typical Stop, Yield, No Parking, Speed Limit, or Similar), Relocate with Existing Post",null,"EA",null,0,null,true]
[{"$error":"#VALUE!"},{"$error":"#VALUE!"},{"$f":"IF(I420>0,COUNTIF($I$6:I420,\">\"&0)*10,\"\")","v":""},{"$error":"#VALUE!"},"Traffic Control Sign (Typical Stop, Yield, No Parking, Speed Limit, or Similar), Remove",null,"EA",null,0,null,false]
["02900","C1",{"$f":"IF(I421>0,COUNTIF($I$6:I421,\">\"&0)*10,\"\")","v":""},"02900-C1-","Traffic Control Sign (Typical Stop, Yield, No Parking, Speed Limit, or Similar), Relocate with New Post",null,"EA",null,0,null,true]
["02900","C1",{"$f":"IF(I422>0,COUNTIF($I$6:I422,\">\"&0)*10,\"\")","v":""},"02900-C1-","Traffic Control Sign (Typical Stop, Yield, No Parking, Speed Limit, or Similar), Mount Sign to Light or Utility Pole",null,"EA",null,0,null,true]
["02900","C1",{"$f":"IF(I423>0,COUNTIF($I$6:I423,\">\"&0)*10,\"\")","v":""},"02900-C1-","Portable Changeable Message Sign",null,"DAY",null,0,5,true]
["02200","C1",{"$f":"IF(I424>0,COUNTIF($I$6:I424,\">\"&0)*10,\"\")","v":""},"02200-C1-","Topsoil (WSS)",null,"CY",null,0,null,true]
["02800","C1",{"$f":"IF(I425>0,COUNTIF($I$6:I425,\">\"&0)*10,\"\")","v":""},"02800-C1-","Topsoil for Street Trees, Backfill Soil Mixture of 3/4 Existing Soil and 1/4 Organic Material (per Arlington County DPR Specification) ",null,"CY",null,0,null,true]
["02800","C1",{"$f":"IF(I426>0,COUNTIF($I$6:I426,\">\"&0)*10,\"\")","v":""},"02800-C1-","Topsoil for Street Trees, Purchased Mixture (per Arlington County DPR Specification) ",null,"CY",null,0,null,true]
["02801","C1",{"$f":"IF(I427>0,COUNTIF($I$6:I427,\">\"&0)*10,\"\")","v":""},"02801-C1-","Mulch, Shredded Hardwood (Sterile)",null,"CY",null,0,null,true]
["02801","C1",{"$f":"IF(I428>0,COUNTIF($I$6:I428,\">\"&0)*10,\"\")","v":""},"02801-C1-","Seed, Mixture of 85% Tall Fescue/Bluegrass and 15% Annual Rye",null,"SY",null,0,null,true]
["02801","C1",{"$f":"IF(I429>0,COUNTIF($I$6:I429,\">\"&0)*10,\"\")","v":""},"02801-C1-","Sod, Tall Fescue/Bluegrass Mixture",null,"SY",null,0,null,true]
["02801","C1",{"$f":"IF(I430>0,COUNTIF($I$6:I430,\">\"&0)*10,\"\")","v":""},"02801-C1-","Sod, Zoysia (WSS)",null,"SY",null,0,null,true]
["02801","C1",{"$f":"IF(I431>0,COUNTIF($I$6:I431,\">\"&0)*10,\"\")","v":""},"02801-C1-","Hedge Row - Remove, Reset, and Mulch (Includes All Labor and Materials)",null,"LF",null,0,null,true]
["13160","C8",{"$f":"IF(I432>0,COUNTIF($I$6:I432,\">\"&0)*10,\"\")","v":""},"13160-C8-","NS Furnish, Install 6' Bollard Pole (Arlington Section 13167)",null,"EA",null,{"$f":"H432*F432","v":0}]
["13160","C8",{"$f":"IF(I433>0,COUNTIF($I$29:I433,\">\"&0)*10,\"\")","v":""},"13160-C8-00210","Furnish and Install Mast Arm Pole (22' Height) (Arlington Section 13162)",null,"EA",null,{"$f":"F433*H433","v":0}]
[{"$error":"#VALUE!"},{"$error":"#VALUE!"},{"$f":"IF(I434>0,COUNTIF($I$6:I434,\">\"&0)*10,\"\")","v":""},"TRAFFIC SIGNAL WORK"]
["13160","C8",{"$f":"IF(I435>0,COUNTIF($I$6:I435,\">\"&0)*10,\"\")","v":""},{"$f":"A435&\"-\"&B435&\"-\"&TEXT(C435,\"00000\")","v":"13160-C8-"},"Traffic Signal Upgrade at N Glebe Rd & Chesterbrook Rd (As outlined in the plans)",1,"LS",null,{"$f":"F435*H435","v":0},{"$f":"SUM(I435)","v":0}]
["13160","C8",{"$f":"IF(I436>0,COUNTIF($I$6:I436,\">\"&0)*10,\"\")","v":""},"13160-C8-","Demolish Existing Pedestal Pole Foundation",null,"EA",null,{"$f":"H436*F436","v":0},null,null,"Demolish Existing Signal or Strain Pole Foundation"]
["13160","C8",{"$f":"IF(I437>0,COUNTIF($I$6:I437,\">\"&0)*10,\"\")","v":""},{"$f":"A437&\"-\"&B437&\"-\"&TEXT(C437,\"00000\")","v":"13160-C8-"},"Furnish and Install 35' Mast Arm (Non-Ornamental) (Arlington Section 13162)",null,"EA",null,0,null,null,"Furnish and Install 40' Mast Arm (Non-Ornamental) (Arlington Section 13162)"]
["13160","C8",{"$f":"IF(I438>0,COUNTIF($I$6:I438,\">\"&0)*10,\"\")","v":""},"13160-C8-","Demolish Existing Pedestal Pole Foundation",null,"EA",null,0]
["13160","C8",{"$f":"IF(I439>0,COUNTIF($I$29:I439,\">\"&0)*10,\"\")","v":""},"13160-C8-","Furnish and Install 52' Mast Arm (Non-Ornamental) (Arlington Section 13162)",null,"EA",null,0]
["13160","C8",{"$f":"IF(I440>0,COUNTIF($I$29:I440,\">\"&0)*10,\"\")","v":""},"13160-C8-","Install Pole Foundation - 4 Ft Diameter by 15.5 Ft Dept (Design #8, Arlington Section 13166)",null,"EA",null,0]
["13160","C8",{"$f":"IF(I441>0,COUNTIF($I$29:I441,\">\"&0)*10,\"\")","v":""},"13160-C8-","Install Pole Foundation - 3 Ft Diameter by 12.5 Ft Depth (Design #1, Arlington Section 13166)",null,"EA",null,0]
[{"$error":"#VALUE!"},{"$error":"#VALUE!"},{"$f":"IF(I442>0,COUNTIF($I$6:I442,\">\"&0)*10,\"\")","v":""},"PAVEMENT MARKING & SIGNAGE WORK"]
["02900","C1",{"$f":"IF(I443>0,COUNTIF($I$6:I443,\">\"&0)*10,\"\")","v":""},"02900-C1-","Traffic Control Sign (Typical Stop, Yield, No Parking, Speed Limit, or Similar), Install per Detail SG-1.0",0,"EA",null,0]
["02900","C1",{"$f":"IF(I444>0,COUNTIF($I$6:I444,\">\"&0)*10,\"\")","v":""},"02900-C1-","Traffic Control Sign (Typical Stop, Yield, No Parking, Speed Limit, or Similar), Remove and Dispose",2,"EA",null,0]
["02900","C1",{"$f":"IF(I445>0,COUNTIF($I$6:I445,\">\"&0)*10,\"\")","v":""},"02900-C1-","Four (4) Inch White or Yellow Longitudinal Solid Line",245,"LF",null,0]
["02900","C1",{"$f":"IF(I446>0,COUNTIF($I$6:I446,\">\"&0)*10,\"\")","v":""},"02900-C1-","Six (6) Inch White or Yellow Longitudinal Solid Line",450,"LF",null,0]
["02900","C1",{"$f":"IF(I447>0,COUNTIF($I$6:I447,\">\"&0)*10,\"\")","v":""},"02900-C1-","Twenty Four (24) Inch White or Yellow Transverse or Diagonal Solid Lines ",610,"LF",null,0]
["02900","C1",{"$f":"IF(I448>0,COUNTIF($I$6:I448,\">\"&0)*10,\"\")","v":""},"02900-C1-","Single Arrows",1,"EA",null,0]
["02900","C1",{"$f":"IF(I449>0,COUNTIF($I$6:I449,\">\"&0)*10,\"\")","v":""},"02900-C1-","Combination Arrows",1,"EA",null,0]
["02900","C1",{"$f":"IF(I450>0,COUNTIF($I$6:I450,\">\"&0)*10,\"\")","v":""},"02900-C1-","Standard Bicycle Symbols (MUTCD, Chapter 9C, Figure 9C-3), \"Bike Symbol\", \"Helmeted Bicyclist Symbol\"",1,"EA",null,0,{"$f":"SUM(I444:I450)","v":0}]
["13160","C8",{"$f":"IF(I451>0,COUNTIF($I$6:I451,\">\"&0)*10,\"\")","v":""},"13160-C8-","Eighteen (18) Inch White or Yellow Transverse Solid Line (Note: used for stop bars)",null,"LF",null,0]
["02900","C1",{"$f":"IF(I452>0,COUNTIF($I$29:I452,\">\"&0)*10,\"\")","v":""},"02900-C1-","Removal of Existing Longitudinal Lines (Four (4) Inch Width)",null,"LF",null,0]
["13160","C8",{"$f":"IF(I453>0,COUNTIF($I$29:I453,\">\"&0)*10,\"\")","v":""},"13160-C8-","Removal of Existing Longitudinal Lines (Eighteen (18) Inch Width)",null,"LF",null,0]
["13160","C8",{"$f":"IF(I454>0,COUNTIF($I$29:I454,\">\"&0)*10,\"\")","v":""},"13160-C8-","Removal of Existing Longitudinal Lines (Twenty Four (24) Inch Width)",null,"LF",null,0]
[{"$error":"#VALUE!"},{"$error":"#VALUE!"},{"$f":"IF(I455>0,COUNTIF($I$6:I455,\">\"&0)*10,\"\")","v":""},"GENERAL & MISCELLANEOUS"]
["02800","C1",{"$f":"IF(I456>0,COUNTIF($I$6:I456,\">\"&0)*10,\"\")","v":""},"02800-C1-","Tree and Shrub - Remove and Dispose, Up to 6\" DBH (Diameter at Breast Height)",null,"EA",null,{"$f":"H456*F456","v":0},null,{"$f":"OR(ISTEXT(LEFT(D456,1)),I456>0)","v":true}]
["02800","C1",{"$f":"IF(I457>0,COUNTIF($I$6:I457,\">\"&0)*10,\"\")","v":""},"02800-C1-","Brick Pavers, Including Concrete Base (Arlington County Detail R-2.1)",null,"SY",null,0,null,true]
["02800","C1",{"$f":"IF(I458>0,COUNTIF($I$6:I458,\">\"&0)*10,\"\")","v":""},"02800-C1-","Brick Pavers, Remove and Reset (Arlington County Detail R-2.1)",null,"SY",null,0,null,true]
["02800","C1",{"$f":"IF(I459>0,COUNTIF($I$6:I459,\">\"&0)*10,\"\")","v":""},"02800-C1-","Flagstone Walkway, Remove & Reset or Replace to Match Existing",null,"SY",null,0,null,true]
["13120","C1",{"$f":"IF(I460>0,COUNTIF($I$6:I460,\">\"&0)*10,\"\")","v":""},"13120-C1-","Bollards (Supplemental Spec 13120)",null,"EA",null,0,null,true]
["05500","C1",{"$f":"IF(I461>0,COUNTIF($I$6:I461,\">\"&0)*10,\"\")","v":""},"05500-C1-","Handrail (Arlington County Detail R-3.1)",null,"LF",null,0,null,true]
["05500","C1",{"$f":"IF(I462>0,COUNTIF($I$6:I462,\">\"&0)*10,\"\")","v":""},"05500-C1-","Handrail - Ornamental (Arlington County Detail R-3.2)",null,"LF",null,0,null,true]
["05500","C1",{"$f":"IF(I463>0,COUNTIF($I$6:I463,\">\"&0)*10,\"\")","v":""},"05500-C1-","Handrail - Trail Railing (Arlington County Detail R-3.3)",null,"LF",null,0,null,true]
["05500","C1",{"$f":"IF(I464>0,COUNTIF($I$6:I464,\">\"&0)*10,\"\")","v":""},"05500-C1-","Handrail (Any Type or Material), Remove and Dispose",null,"LF",null,0,null,true]
["02800","C1",{"$f":"IF(I465>0,COUNTIF($I$6:I465,\">\"&0)*10,\"\")","v":""},"02800-C1-","Wooden or Vinyl Fence (Typical Privacy, Picket, or Similar), Remove & Replace, Height Up to 6' ",null,"LF",null,0,null,true]
["02800","C1",{"$f":"IF(I466>0,COUNTIF($I$6:I466,\">\"&0)*10,\"\")","v":""},"02800-C1-","Wooden or Vinyl Fence (Typical Privacy, Picket, or Similar), Remove & Replace, Height Greater Than 6' Up to 8' ",null,"LF",null,0,null,true]
["02800","C1",{"$f":"IF(I467>0,COUNTIF($I$6:I467,\">\"&0)*10,\"\")","v":""},"02800-C1-","Chain Link Fence, Height Less Than or Equal to 6'",null,"LF",null,0,null,true]
["02800","C1",{"$f":"IF(I468>0,COUNTIF($I$6:I468,\">\"&0)*10,\"\")","v":""},"02800-C1-","Chain Link Fence, Height Greater Than 6' Up to 8'",null,"LF",null,0,null,true]
["02800","C1",{"$f":"IF(I469>0,COUNTIF($I$6:I469,\">\"&0)*10,\"\")","v":""},"02800-C1-","Chain Link Fence - Relocate, Height Less Than or Equal to 6'",null,"LF",null,0,null,true]
["02800","C1",{"$f":"IF(I470>0,COUNTIF($I$6:I470,\">\"&0)*10,\"\")","v":""},"02800-C1-","Chain Link Fence - Relocate, Height Greater Than 6' Up to 8'",null,"LF",null,0,null,true]
["02800","C1",{"$f":"IF(I471>0,COUNTIF($I$6:I471,\">\"&0)*10,\"\")","v":""},"02800-C1-","Chain Link Fence - Remove & Dispose, Height Less Than or equal to 6'",null,"LF",null,0,null,true]
["02800","C1",{"$f":"IF(I472>0,COUNTIF($I$6:I472,\">\"&0)*10,\"\")","v":""},"02800-C1-","Chain Link Fence - Remove & Dispose, Height Greater Than 6' Up to 8'",null,"LF",null,0,null,true]
["02800","C1",{"$f":"IF(I473>0,COUNTIF($I$6:I473,\">\"&0)*10,\"\")","v":""},"02800-C1-","Fence and Posts (Any Size or Material), Remove & Dispose, only when not included in other pay items",null,"LF",null,0,null,true]
["02800","C1",{"$f":"IF(I474>0,COUNTIF($I$6:I474,\">\"&0)*10,\"\")","v":""},"02800-C1-","Landscape/Retaining Wall, Excluding Foundation (Segmental Non-Reinforced Interlocking Concrete Wall), Height Less Than 3' Exposed Face (Versa-Lok, or County Approved Alternate System)",null,"SF",null,0,null,true]
["02800","C1",{"$f":"IF(I475>0,COUNTIF($I$6:I475,\">\"&0)*10,\"\")","v":""},"02800-C1-","Landscape/Retaining Wall (Block, Brick, Segmental, or Similar), Height Less Than or Equal to 3' Exposed Face, Remove and Dispose (Foundation Removal Paid Separately under Rock Excavation)",null,"SF",null,0,null,true]
["02800","C1",{"$f":"IF(I476>0,COUNTIF($I$6:I476,\">\"&0)*10,\"\")","v":""},"02800-C1-","Landscape/Retaining Wall (Block, Brick, Segmental, or Similar), Height Greater Than 3' Exposed Face, Remove and Dispose (Foundation Removal Paid Separately under Rock Excavation)",null,"SF",null,0,null,true]
["02800","C1",{"$f":"IF(I477>0,COUNTIF($I$6:I477,\">\"&0)*10,\"\")","v":""},"02800-C1-","Landscape Wall, Repoint and Repair",null,"SY",null,0,null,{"$f":"OR(ISTEXT(LEFT(D477,1)),I477>0)","v":true}]
["02800","C1",{"$f":"IF(I478>0,COUNTIF($I$6:I478,\">\"&0)*10,\"\")","v":""},"02800-C1-","Retaining Wall - Mortar Rubble (Arlington County Detail R-4.0, including all materials as shown in drawing)",null,"CF",null,0,null,true]
["02800","C1",{"$f":"IF(I479>0,COUNTIF($I$6:I479,\">\"&0)*10,\"\")","v":""},"02800-C1-","Retaining Wall - Mortar Rubble (Arlington County Detail R-4.1, including all materials as shown in drawing except Concrete Base)",null,"CF",null,0,null,true]
["02800","C1",{"$f":"IF(I480>0,COUNTIF($I$6:I480,\">\"&0)*10,\"\")","v":""},"02800-C1-","Retaining Wall - Mortar Rubble (Arlington County Detail R-4.2, including all materials as shown in drawing)",null,"CF",null,0,null,true]
["02800","C1",{"$f":"IF(I481>0,COUNTIF($I$6:I481,\">\"&0)*10,\"\")","v":""},"02800-C1-","Retaining Wall - Mortar Rubble (Arlington County Detail R-4.3, including all materials as shown in drawing except Concrete Base)",null,"CF",null,0,null,true]
["02800","C1",{"$f":"IF(I482>0,COUNTIF($I$6:I482,\">\"&0)*10,\"\")","v":""},"02800-C1-","Retaining Wall - Concrete Base (Arlington County Detail R-4.1 or R-4.3 Only)",null,"CF",null,0,null,true]
["02800","C1",{"$f":"IF(I483>0,COUNTIF($I$6:I483,\">\"&0)*10,\"\")","v":""},"02800-C1-","Retaining Wall - Concrete Gravity (VDOT RW-2)",null,"CF",null,0,null,true]
["02800","C1",{"$f":"IF(I484>0,COUNTIF($I$6:I484,\">\"&0)*10,\"\")","v":""},"02800-C1-","Retaining Wall - Concrete Gravity (VDOT RW-3)",null,"CF",null,0,null,true]
["02800","C1",{"$f":"IF(I485>0,COUNTIF($I$6:I485,\">\"&0)*10,\"\")","v":""},"02800-C1-","Retaining Wall - Rustication Treatment, Brick or Vertical Groove (VDOT RW-2, or VDOT RW-3)",null,"SY",null,0,null,true]
["02800","C1",{"$f":"IF(I486>0,COUNTIF($I$6:I486,\">\"&0)*10,\"\")","v":""},"02800-C1-","Retaining Wall, Repoint and Repair",null,"SY",null,0,null,true]
["13130","C1",{"$f":"IF(I487>0,COUNTIF($I$6:I487,\">\"&0)*10,\"\")","v":""},"13130-C1-","Bus Shelter Pad (Supplemental Spec 13180)",null,"SY",null,0,null,true]
["13130","C1",{"$f":"IF(I488>0,COUNTIF($I$6:I488,\">\"&0)*10,\"\")","v":""},"13130-C1-","Install Bus Shelter Unit, 4' x 10' Traditional Cantilever Shelter (Supplemental Spec 13190)",null,"EA",null,0,null,true]
["13130","C1",{"$f":"IF(I489>0,COUNTIF($I$6:I489,\">\"&0)*10,\"\")","v":""},"13130-C1-","Install Bus Shelter Unit, 5' x 12' Traditional Shelter (Supplemental Spec 13190)",null,"EA",null,0,null,true]
["13130","C1",{"$f":"IF(I490>0,COUNTIF($I$6:I490,\">\"&0)*10,\"\")","v":""},"13130-C1-","Install Bus Shelter Unit, 6' x 16' Traditional Shelter (Supplemental Spec 13190)",null,"EA",null,0,null,true]
["13130","C1",{"$f":"IF(I491>0,COUNTIF($I$6:I491,\">\"&0)*10,\"\")","v":""},"13130-C1-","Install Bus Shelter Unit, 4' x 10' Contemporary Cantilever Shelter (Supplemental Spec 13200)",null,"EA",null,0,null,true]
["13130","C1",{"$f":"IF(I492>0,COUNTIF($I$6:I492,\">\"&0)*10,\"\")","v":""},"13130-C1-","Install Bus Shelter Unit, 5' x 12' Contemporary Shelter (Supplemental Spec 13200)",null,"EA",null,0,null,true]
["13130","C1",{"$f":"IF(I493>0,COUNTIF($I$6:I493,\">\"&0)*10,\"\")","v":""},"13130-C1-","Install Bus Shelter Unit, 6' x 16' Contemporary Shelter (Supplemental Spec 13200)",null,"EA",null,0,null,true]
["13130","C1",{"$f":"IF(I494>0,COUNTIF($I$6:I494,\">\"&0)*10,\"\")","v":""},"13130-C1-","Install Traditional 6'/8' Bus Shelter Bench (Supplemental Spec 13210)",null,"EA",null,0,null,true]
["13130","C1",{"$f":"IF(I495>0,COUNTIF($I$6:I495,\">\"&0)*10,\"\")","v":""},"13130-C1-","Install Contemporary 6'/8' Bus Shelter Bench (Supplemental Spec 13220)",null,"EA",null,0,null,true]
["13130","C1",{"$f":"IF(I496>0,COUNTIF($I$6:I496,\">\"&0)*10,\"\")","v":""},"13130-C1-","Install 6'/8' Free-standing Bench (Supplemental Spec 13230)",null,"EA",null,0,null,true]
["13130","C1",{"$f":"IF(I497>0,COUNTIF($I$6:I497,\">\"&0)*10,\"\")","v":""},"13130-C1-","Install 4'/6' Traditional/Contemporary Bus Shelter Perch Bench (Supplemental Spec 13240)",null,"EA",null,0,null,true]
["13130","C1",{"$f":"IF(I498>0,COUNTIF($I$6:I498,\">\"&0)*10,\"\")","v":""},{"$f":"A498&\"-\"&B498&\"-\"&TEXT(C498,\"00000\")","v":"13130-C1-"},"Install 4'/6' Traditional/Contemporary Bus Shelter Leaning Rail (Supplemental Spec 13250)",null,"EA",null,0,null,true]
["13130","C1",{"$f":"IF(I499>0,COUNTIF($I$6:I499,\">\"&0)*10,\"\")","v":""},"13130-C1-","Install Bus Shelter Litter/Recycling Receptacle (Supplemental Spec 13260)",null,"EA",null,0,null,true]
["13130","C1",{"$f":"IF(I500>0,COUNTIF($I$6:I500,\">\"&0)*10,\"\")","v":""},"13130-C1-","Install 8'/10' Traditional Newspaper Box Corral (Supplemental Spec 13270)",null,"EA",null,0,null,true]
["13130","C1",{"$f":"IF(I501>0,COUNTIF($I$6:I501,\">\"&0)*10,\"\")","v":""},"13130-C1-","Install Traditional/Contemporary Bicycle Rack (Supplemental Spec 13280)",null,"EA",null,0,null,true]
["13130","C1",{"$f":"IF(I502>0,COUNTIF($I$6:I502,\">\"&0)*10,\"\")","v":""},"13130-C1-","Bus Shelter (Any Type), Remove and Dispose, or Remove and Salvage",null,"EA",null,0,null,true]
["13130","C1",{"$f":"IF(I503>0,COUNTIF($I$6:I503,\">\"&0)*10,\"\")","v":""},"13130-C1-","Bus Shelter Furnishings (Any Type), Remove and Dispose, or Remove and Salvage",null,"EA",null,0,null,true]
["01500","C1",{"$f":"IF(I504>0,COUNTIF($I$6:I504,\">\"&0)*10,\"\")","v":""},"01500-C1-","Silt Fence, with Wire Support (Virginia Erosion & Sediment Control Handbook Standard & Specification 3.05)",null,"LF",null,0,null,true]
["01500","C1",{"$f":"IF(I505>0,COUNTIF($I$6:I505,\">\"&0)*10,\"\")","v":""},"01500-C1-","Silt Fence, without Wire Support (Virginia Erosion & Sediment Control Handbook Standard & Specification 3.05)",null,"LF",null,0,null,true]
["01500","C1",{"$f":"IF(I506>0,COUNTIF($I$6:I506,\">\"&0)*10,\"\")","v":""},"01500-C1-","Storm Drain Inlet Protection, Silt Fence Drop Inlet Application (per Virginia Erosion & Sediment Control Handbook Standard & Specification 3.07)",null,"EA",null,0,null,true]
["01500","C1",{"$f":"IF(I507>0,COUNTIF($I$6:I507,\">\"&0)*10,\"\")","v":""},"01500-C1-","Storm Drain Inlet Protection, Gravel & Wire Mesh Drop Inlet Application (per Virginia Erosion & Sediment Control Handbook Standard & Specification 3.07)",null,"EA",null,{"$f":"H507*F507","v":0},null,true]
["01500","C1",{"$f":"IF(I508>0,COUNTIF($I$6:I508,\">\"&0)*10,\"\")","v":""},"01500-C1-","Storm Drain Inlet Protection, Block & Gravel Drop Inlet Application (per Virginia Erosion & Sediment Control Handbook Standard & Specification 3.07)",null,"EA",null,0,null,true]
["01500","C1",{"$f":"IF(I509>0,COUNTIF($I$6:I509,\">\"&0)*10,\"\")","v":""},"01500-C1-","Storm Drain Inlet Protection, Gravel Curb Inlet Application (per Virginia Erosion & Sediment Control Handbook Standard & Specification 3.07)",null,"EA",null,0,null,true]
["02200","C1",{"$f":"IF(I510>0,COUNTIF($I$6:I510,\">\"&0)*10,\"\")","v":""},"02200-C1-","Topsoil",10,"CY",null,{"$f":"H510*F510","v":0}]
["02801","C1",{"$f":"IF(I511>0,COUNTIF($I$6:I511,\">\"&0)*10,\"\")","v":""},"02801-C1-","Sod, Zoysia",80,"SY",null,{"$f":"H511*F511","v":0}]
["01500","C1",{"$f":"IF(I512>0,COUNTIF($I$6:I512,\">\"&0)*10,\"\")","v":""},"01500-C1-","Storm Drain Inlet Protection, Block & Gravel Curb Inlet Application (per Virginia Erosion & Sediment Control Handbook Standard & Specification 3.07)",6,"EA",null,0]
["01500","C1",{"$f":"IF(I513>0,COUNTIF($I$6:I513,\">\"&0)*10,\"\")","v":""},"01500-C1-","Culvert Inlet Protection, Silt Fence Application (per Virginia Erosion & Sediment Control Handbook Standard & Specification 3.08)",null,"EA",null,0,null,true]
["01500","C1",{"$f":"IF(I514>0,COUNTIF($I$6:I514,\">\"&0)*10,\"\")","v":""},"01500-C1-","Culvert Inlet Protection, Stone Combination Application (per Virginia Erosion & Sediment Control Handbook Standard & Specification 3.08)",null,"EA",null,0,null,true]
["01500","C1",{"$f":"IF(I515>0,COUNTIF($I$6:I515,\">\"&0)*10,\"\")","v":""},"01500-C1-","Temporary Diversion Dike (per Virginia Erosion & Sediment Control Handbook Standard & Specification 3.09)",null,"LF",null,0,null,true]
["01500","C1",{"$f":"IF(I516>0,COUNTIF($I$6:I516,\">\"&0)*10,\"\")","v":""},"01500-C1-","Rock Check Dam (per Virginia Erosion & Sediment Control Handbook Standard & Specification 3.20)",null,"EA",null,0,null,true]
["01500","C1",{"$f":"IF(I517>0,COUNTIF($I$6:I517,\">\"&0)*10,\"\")","v":""},"01500-C1-","Dewatering Structure (per Virginia Erosion & Sediment Control Handbook Standard & Specification 3.26)",null,"EA",null,0,null,true]
["01500","C1",{"$f":"IF(I518>0,COUNTIF($I$6:I518,\">\"&0)*10,\"\")","v":""},"01500-C1-","6' Chain Link Tree Protection Fence (per Arlington County DPR Standard 02231.1)",null,"LF",null,0]
["01500","C1",{"$f":"IF(I519>0,COUNTIF($I$6:I519,\">\"&0)*10,\"\")","v":""},"01500-C1-","4' Chain Link Tree Protection Fence (per Arlington County DPR Standard 02231.2)",null,"LF",null,0]
["01500","C1",{"$f":"IF(I520>0,COUNTIF($I$6:I520,\">\"&0)*10,\"\")","v":""},"01500-C1-","Root Pruning (per Arlington County DPR Standard 02231.5)",null,"LF",null,0]
["01500","C1",{"$f":"IF(I521>0,COUNTIF($I$6:I521,\">\"&0)*10,\"\")","v":""},"01500-C1-","Tree Protection, Fencing and Amoring Applications (per Virginia Erosion & Sediment Control Handbook Standard & Specification 3.38)",null,"LF",null,0]
["01400","C1",{"$f":"IF(I522>0,COUNTIF($I$6:I522,\">\"&0)*10,\"\")","v":""},"01400-C1-","Materials Testing, all types combined, (per Section II Special Conditions, Paragraph X)",null,"DAY",null,0]
["01000","C1",{"$f":"IF(I523>0,COUNTIF($I$6:I523,\">\"&0)*10,\"\")","v":""},"01000-C1-","Foreman With Pick-up Truck",null,"Hourly",null,0]
["01000","C1",{"$f":"IF(I524>0,COUNTIF($I$6:I524,\">\"&0)*10,\"\")","v":""},"01000-C1-","Backhoe With Operator",null,"Hourly",null,0]
["01000","C1",{"$f":"IF(I525>0,COUNTIF($I$6:I525,\">\"&0)*10,\"\")","v":""},"01000-C1-","Loader With Operator",null,"Hourly",null,0]
["01000","C1",{"$f":"IF(I526>0,COUNTIF($I$6:I526,\">\"&0)*10,\"\")","v":""},"01000-C1-","Tandem/Tri-Axle Dump Truck With Driver",null,"Hourly",null,0]
["01000","C1",{"$f":"IF(I527>0,COUNTIF($I$6:I527,\">\"&0)*10,\"\")","v":""},"01000-C1-","Single Axle Dump Truck With Driver",null,"Hourly",null,0]
["01000","C1",{"$f":"IF(I528>0,COUNTIF($I$6:I528,\">\"&0)*10,\"\")","v":""},"01000-C1-","Labor - Pipe Layer",null,"Hourly",null,0]
["01000","C1",{"$f":"IF(I529>0,COUNTIF($I$6:I529,\">\"&0)*10,\"\")","v":""},"01000-C1-","Labor - Concrete Finisher",null,"Hourly",null,0]
["01000","C1",{"$f":"IF(I530>0,COUNTIF($I$6:I530,\">\"&0)*10,\"\")","v":""},"01000-C1-","Labor - Manhole Builder",null,"Hourly",null,0]
["01000","C1",{"$f":"IF(I531>0,COUNTIF($I$6:I531,\">\"&0)*10,\"\")","v":""},"01000-C1-","Labor - Skilled",null,"Hourly",null,0]
["01000","C1",{"$f":"IF(I532>0,COUNTIF($I$6:I532,\">\"&0)*10,\"\")","v":""},"01000-C1-","Labor - Unskilled",null,"Hourly",null,0]
["01000","C1",{"$f":"IF(I533>0,COUNTIF($I$6:I533,\">\"&0)*10,\"\")","v":""},"01000-C1-","Flagman",null,"Hourly",null,0]
["01000","C1",{"$f":"IF(I534>0,COUNTIF($I$6:I534,\">\"&0)*10,\"\")","v":""},"01000-C1-","Misc. Equipment Operator",null,"Hourly",null,0]
["01000","C1",{"$f":"IF(I535>0,COUNTIF($I$6:I535,\">\"&0)*10,\"\")","v":""},"01000-C1-","Rubber Tire Loader",null,"Hourly",null,0]
["01000","C1",{"$f":"IF(I536>0,COUNTIF($I$6:I536,\">\"&0)*10,\"\")","v":""},"01000-C1-","Skid Steer Loader",null,"Hourly",null,0]
["01000","C1",{"$f":"IF(I537>0,COUNTIF($I$6:I537,\">\"&0)*10,\"\")","v":""},"01000-C1-","Track Excavator",null,"Hourly",null,0]
["01000","C1",{"$f":"IF(I538>0,COUNTIF($I$6:I538,\">\"&0)*10,\"\")","v":""},"01000-C1-","Air Compressor With Tools",null,"Hourly",null,0]
["01000","C1",{"$f":"IF(I539>0,COUNTIF($I$6:I539,\">\"&0)*10,\"\")","v":""},"01000-C1-","Tool Truck or Trailer",null,"Hourly",null,0]
["01000","C1",{"$f":"IF(I540>0,COUNTIF($I$6:I540,\">\"&0)*10,\"\")","v":""},"01000-C1-","Trench Compactor",null,"Hourly",null,0]
["01000","C1",{"$f":"IF(I541>0,COUNTIF($I$6:I541,\">\"&0)*10,\"\")","v":""},"01000-C1-","Pavement Breaker",null,"Hourly",null,0]
["01000","C1",{"$f":"IF(I542>0,COUNTIF($I$6:I542,\">\"&0)*10,\"\")","v":""},"01000-C1-","Welding (Includes All Labor And Equipment)",null,"Hourly",null,0]
["01000","C1",{"$f":"IF(I543>0,COUNTIF($I$6:I543,\">\"&0)*10,\"\")","v":""},"01000-C1-","Lighting With Generator",null,"Hourly",null,0]
["01000","C1",{"$f":"IF(I544>0,COUNTIF($I$6:I544,\">\"&0)*10,\"\")","v":""},"01000-C1-","Roadway Steel Plates - EA ",null,"DAY",null,0]
["01000","C1",{"$f":"IF(I545>0,COUNTIF($I$6:I545,\">\"&0)*10,\"\")","v":""},"01000-C1-","Excavation Trench Box - EA",null,"DAY",null,0]
["01000","C1",{"$f":"IF(I546>0,COUNTIF($I$6:I546,\">\"&0)*10,\"\")","v":""},"01000-C1-","Electronic Arrow Board",null,"Hourly",null,0]
["01000","C1",{"$f":"IF(I547>0,COUNTIF($I$6:I547,\">\"&0)*10,\"\")","v":""},"01000-C1-","Work Zone Set-Up - Includes Signs, Channelizers And Cones",null,"DAY",null,0]
["01000","C1",{"$f":"IF(I548>0,COUNTIF($I$6:I548,\">\"&0)*10,\"\")","v":""},"01000-C1-","Boom Truck",null,"Hourly",null,0]
["01000","C1",{"$f":"IF(I549>0,COUNTIF($I$6:I549,\">\"&0)*10,\"\")","v":""},"01000-C1-","Tractor Trailer",null,"Hourly",null,0]
["01000","C1",{"$f":"IF(I550>0,COUNTIF($I$6:I550,\">\"&0)*10,\"\")","v":""},"01000-C1-","4\" or Greater Dewatering Pump",null,"DAY",null,0]
["01000","C1",{"$f":"IF(I551>0,COUNTIF($I$6:I551,\">\"&0)*10,\"\")","v":""},"01000-C1-","Tapping Machine",null,"Hourly",null,0]
["01000","C1",{"$f":"IF(I552>0,COUNTIF($I$6:I552,\">\"&0)*10,\"\")","v":""},"01000-C1-","Jack Hammer",null,"Hourly",null,0]
["01000","C1",{"$f":"IF(I553>0,COUNTIF($I$6:I553,\">\"&0)*10,\"\")","v":""},"01000-C1-","Pipe Layer",null,"Hourly",null,0]
["01000","C1",{"$f":"IF(I554>0,COUNTIF($I$6:I554,\">\"&0)*10,\"\")","v":""},"01000-C1-","Pipe Layer Helper",null,"Hourly",null,0]
["01000","C1",{"$f":"IF(I555>0,COUNTIF($I$6:I555,\">\"&0)*10,\"\")","v":""},"01000-C1-","1st Class Lineman",null,"Hourly",null,0]
["01000","C1",{"$f":"IF(I556>0,COUNTIF($I$6:I556,\">\"&0)*10,\"\")","v":""},"01000-C1-","3rd Class Lineman",null,"Hourly",null,0]
["01000","C1",{"$f":"IF(I557>0,COUNTIF($I$6:I557,\">\"&0)*10,\"\")","v":""},"01000-C1-","Utility Truck w/ Tools",null,"Hourly",null,0]
["01000","C1",{"$f":"IF(I558>0,COUNTIF($I$6:I558,\">\"&0)*10,\"\")","v":""},"01000-C1-","Pole Truck w/ Operator",null,"Hourly",null,0]
["01000","C1",{"$f":"IF(I559>0,COUNTIF($I$6:I559,\">\"&0)*10,\"\")","v":""},"01000-C1-","Aerial Lift Truck w/ Operator",null,"Hourly",null,0]
["01000","C1",{"$f":"IF(I560>0,COUNTIF($I$6:I560,\">\"&0)*10,\"\")","v":""},"01000-C1-","Air Compressor w/Air Tools",null,"Hourly",null,0]
["01000","C1",{"$f":"IF(I561>0,COUNTIF($I$6:I561,\">\"&0)*10,\"\")","v":""},"01000-C1-","Pole Trailer",null,"Hourly",null,0]
["01000","C1",{"$f":"IF(I562>0,COUNTIF($I$6:I562,\">\"&0)*10,\"\")","v":""},{"$f":"A562&\"-\"&B562&\"-\"&TEXT(C562,\"00000\")","v":"01000-C1-"},"Cable Trailer",null,"Hourly",null,0]
["01000","C1",{"$f":"IF(I563>0,COUNTIF($I$6:I563,\">\"&0)*10,\"\")","v":""},"01000-C1-","Maintenance of Traffic (MOT) - Misc",null,"LS",null,0]
["01000","C1",{"$f":"IF(I564>0,COUNTIF($I$6:I564,\">\"&0)*10,\"\")","v":""},"01000-C1-","Re-Mobilization",null,"LS",null,0]
["02750","M1",{"$f":"IF(I565>0,COUNTIF($I$6:I565,\">\"&0)*10,\"\")","v":""},"02750-M1-","Concrete Curb, Standard Header Curb C-3 (Detail R-2.0), includes curb for aprons, ramps, etc. ",null,"LF",null,0]
["02750","M1",{"$f":"IF(I566>0,COUNTIF($I$6:I566,\">\"&0)*10,\"\")","v":""},"02750-M1-","Concrete Curb, Mountable Curb at Traffic Circle (Detail R-2.7)",null,"LF",null,0]
["02750","M1",{"$f":"IF(I567>0,COUNTIF($I$6:I567,\">\"&0)*10,\"\")","v":""},"02750-M1-","Concrete Curb, Standard 6\" (VDOT CG-2), includes curb for aprons, ramps, etc. ",null,"LF",null,0]
["02750","M1",{"$f":"IF(I568>0,COUNTIF($I$6:I568,\">\"&0)*10,\"\")","v":""},"02750-M1-","Concrete Curb, Standard 4\" (VDOT CG-3), includes curb for aprons, ramps, etc. ",null,"LF",null,0]
["02750","M1",{"$f":"IF(I569>0,COUNTIF($I$6:I569,\">\"&0)*10,\"\")","v":""},"02750-M1-","Concrete Curb & Gutter, Standard C-2 and C-2R (Detail R-2.0), includes curb & gutter for aprons, ramps, etc. ",null,"LF",null,0]
["02750","M1",{"$f":"IF(I570>0,COUNTIF($I$6:I570,\">\"&0)*10,\"\")","v":""},"02750-M1-","Concrete Curb & Gutter, Combination 6\" (VDOT CG-6), includes curb & gutter for aprons, ramps, etc.",null,"LF",null,0]
["02750","M1",{"$f":"IF(I571>0,COUNTIF($I$6:I571,\">\"&0)*10,\"\")","v":""},"02750-M1-","Concrete Curb & Gutter, Combination 4\" (VDOT CG-7), includes curb & gutter for aprons, ramps, etc.",null,"LF",null,0]
["02611","M1",{"$f":"IF(I572>0,COUNTIF($I$6:I572,\">\"&0)*10,\"\")","v":""},"02611-M1-","Concrete Sidewalk, 4\" Thickness (Detail R-2.0)",null,"SY",null,0]
["02611","M1",{"$f":"IF(I573>0,COUNTIF($I$6:I573,\">\"&0)*10,\"\")","v":""},"02611-M1-","Concrete Sidewalk, 6\" Thickness",null,"SY",null,{"$f":"H573*F573","v":0}]
["02612","M1",{"$f":"IF(I574>0,COUNTIF($I$6:I574,\">\"&0)*10,\"\")","v":""},"02612-M1-","Concrete Pavers (Detail R-2.1)",null,"SY",null,0]
["02612","M1",{"$f":"IF(I575>0,COUNTIF($I$6:I575,\">\"&0)*10,\"\")","v":""},"02612-M1-","Concrete Pavers, Remove and Reset (Detail R-2.1)",null,"SY",null,0]
["02613","M1",{"$f":"IF(I576>0,COUNTIF($I$6:I576,\">\"&0)*10,\"\")","v":""},"02613-M1-","Concrete Paver Crosswalk (Detail R-2.6, including all materials as shown in detail)",null,"SY",null,0]
["02613","M1",{"$f":"IF(I577>0,COUNTIF($I$6:I577,\">\"&0)*10,\"\")","v":""},"02613-M1-","Concrete Paver Crosswalk, Remove and Reset (Detail R-2.6, including all materials as shown in detail)",null,"SY",null,0]
["02611","M1",{"$f":"IF(I578>0,COUNTIF($I$6:I578,\">\"&0)*10,\"\")","v":""},"02611-M1-","Concrete Driveway Entrance, 6\" Residential (Details R-2.4A, R-2.4B, R-2.4C, R-2.4D)",null,"SY",null,0]
["02611","M1",{"$f":"IF(I579>0,COUNTIF($I$6:I579,\">\"&0)*10,\"\")","v":""},"02611-M1-","Concrete Driveway Entrance, 9\" Commercial (Details R-2.4A, R-2.4B, R-2.4C, R-2.4D)",null,"SY",null,0]
["02611","M1",{"$f":"IF(I580>0,COUNTIF($I$6:I580,\">\"&0)*10,\"\")","v":""},"02611-M1-","CG-12 Detectable Warning Surface",null,"SY",null,0]
["03100","M1",{"$f":"IF(I581>0,COUNTIF($I$6:I581,\">\"&0)*10,\"\")","v":""},"03100-M1-","Concrete Steps Each (Detail R-3.0, including all reinforcing bars as shown in detail)",null,"LF-W",null,0]
["03100","M1",{"$f":"IF(I582>0,COUNTIF($I$6:I582,\">\"&0)*10,\"\")","v":""},"03100-M1-","Concrete and Formwork (VDOT Class A3), only when not included in other pay items",null,"CY",null,0]
["03100","M1",{"$f":"IF(I583>0,COUNTIF($I$6:I583,\">\"&0)*10,\"\")","v":""},"03100-M1-","Concrete and Formwork (VDOT Class A4), only when not included in other pay items",null,"CY",null,0]
["03100","M1",{"$f":"IF(I584>0,COUNTIF($I$6:I584,\">\"&0)*10,\"\")","v":""},"03100-M1-","Steel Reinforcement, Welded Wire Fabric (VDOT Section 406), only when not included in other pay items",null,"LB",null,0]
["03100","M1",{"$f":"IF(I585>0,COUNTIF($I$6:I585,\">\"&0)*10,\"\")","v":""},"03100-M1-","Steel Reinforcement, Reinforcing Steel Bars #6 and smaller (VDOT Section 406), only when not included in other pay items",null,"LB",null,0]
["03100","M1",{"$f":"IF(I586>0,COUNTIF($I$6:I586,\">\"&0)*10,\"\")","v":""},"03100-M1-","Steel Reinforcement, Reinforcing Steel Bars #7 up to #10 (VDOT Section 406), only when not included in other pay items",null,"LB",null,0]
["02505","M1",{"$f":"IF(I587>0,COUNTIF($I$6:I587,\">\"&0)*10,\"\")","v":""},"02505-M1-","Concrete Catch Basin, Remove & Replace Top",null,"EA",null,0]
["02612","M1",{"$f":"IF(I588>0,COUNTIF($I$6:I588,\">\"&0)*10,\"\")","v":""},"02612-M1-","Brick Pavers, Including Concrete Base (Detail R-2.1)",null,"SY",null,0]
["02612","M1",{"$f":"IF(I589>0,COUNTIF($I$6:I589,\">\"&0)*10,\"\")","v":""},"02612-M1-","Brick Pavers, Remove and Reset (Detail R-2.1)",null,"SY",null,0]
[2800,"C11",{"$f":"IF(I590>0,COUNTIF($I$6:I590,\">\"&0)*10,\"\")","v":""},"2800-C11-","Landscape/Retaining Wall, Excluding Foundation (Segmental Non-Reinforced Interlocking Concrete Wall), Height Less Than 3' Exposed Face (Versa-Lok, or County Approved Alternate System)",null,"SF",null,0]
["01000","M2",{"$f":"IF(I591>0,COUNTIF($I$6:I591,\">\"&0)*10,\"\")","v":""},"01000-M2-","Maintenance of Traffic (MOT)",1,"LS",null,0]
[{"$nulls":4},"Mobilization",1,"LS",null,0,{"$f":"SUM(I510:I592)","v":0}]
[{"$nulls":3},"SUBTOTAL",{"$nulls":4},{"$f":"SUM(I6:I592)","v":0}]
[{"$nulls":3},"CONTINGENCY (25%)",{"$nulls":4},{"$f":"0.25*I593","v":0}]
[{"$nulls":3},"CONSTRUCTION SURVEY (1%)",{"$nulls":4},{"$f":"0.01*I593","v":0}]
[{"$nulls":3},"CONSTRUCTION PERMIT"]
[{"$nulls":3},"CONSTRUCTION ENGINEERING INSPECTION (16.5%)",{"$nulls":4},{"$f":"0.165*I593","v":0}]
[{"$nulls":3},"TOTAL",{"$nulls":4},{"$f":"SUM(I593:I597)","v":0}]

{"sheet":"Master_Template_Bid_Tab-WW","index":3,"n_rows":491,"n_cols":10,"rows_kept":491,"hidden":true,"merged":[[0,0,0,8],[1,0,1,8],[2,0,2,8],[4,3,4,8],[29,3,29,8],[58,3,58,8],[82,3,82,8],[241,3,241,8],[343,3,343,8],[381,3,381,8],[387,3,387,8],[400,3,400,8]]}
["ARLINGTON COUNTY, VIRGINIA\nOFFICE OF THE PURCHASING AGENT\nINVITATION TO BID NO. XXX-XX\nPROJECT NO.:  T08S - Williamsburg Blvd at Westmoreland St"]
["SUBMIT AN ORIGINAL SIGNED BID FORM AND ONE COPY"]
["THE UNDERSIGNED CERTIFIES THAT (CONTRACTOR NAME)___________________________\nIS CURRENTLY REGISTERED WITH THE VIRGINIA STATE BOARD OF CONTRACTORS AS REQUIRED BY THE CODE OF VIRGINIA.  CERTIFICATE NUMBER _________________ WAS ISSUED ON THE ________DAY OF _____________, 20XX.  THE UNDERSIGNED FURTHER CERTIFIES THAT THE REGISTRATION FEE AND ALL RENEWAL FEES REQUIRED UNDER LAW HAVE BEEN PAID.  THE CONTRACTOR AGREES TO FURNISH ALL NECESSARY LABOR, EQUIPMENT, MATERIALS, AND ALL THINGS NECESSARY TO PERFORM THE WORK AS SET FORTH IN ACCORDANCE WITH THE PLANS AND SPECIFICATIONS. THE CONTRACTOR AGREES TO PERFORM RELATED WORK FOR THE FOLLOWING ITEMS AT THE FOLLOWING STIPULATED PRICES: (ALL PRICES INCLUDE PROVISION AND INSTALLATION).\n"]
[{"$nulls":3},"Bid Item Number","Description","Qty","Unit","Unit Price","Total Price"]
[{"$nulls":3},"EXCAVATION & SITE WORK"]
["02200","C1",{"$f":"IF(I6>0,COUNTIF($I$6:I6,\">\"&0)*10,\"\")","v":""},{"$f":"A6&\"-\"&B6&\"-\"&TEXT(C6,\"00000\")","v":"02200-C1-"},"General Excavation, only when not included in other pay items",150,"CY",null,{"$f":"H6*F6","v":0}]
["02202","C1",{"$f":"IF(I7>0,COUNTIF($I$6:I7,\">\"&0)*10,\"\")","v":""},"02202-C1-","Rock Excavation, only when not included in other pay items",null,"CY",null,{"$f":"H7*F7","v":0}]
["01400","C1",{"$f":"IF(I8>0,COUNTIF($I$6:I8,\">\"&0)*10,\"\")","v":""},"01400-C1-","Test Pits (or Test Bores), Up to 6' Deep (with restoration)",null,"EA",null,0]
["01400","C1",{"$f":"IF(I9>0,COUNTIF($I$6:I9,\">\"&0)*10,\"\")","v":""},"01400-C1-","Test Pits (or Test Bores), Each VF Over 6' Deep (with restoration)",null,"VF",null,0]
["02200","C1",{"$f":"IF(I10>0,COUNTIF($I$6:I10,\">\"&0)*10,\"\")","v":""},"02200-C1-","Select Borrow (VDOT Section 207 - Select Material, Type I)",null,"CY",null,0]
["02200","C1",{"$f":"IF(I11>0,COUNTIF($I$6:I11,\">\"&0)*10,\"\")","v":""},"02200-C1-","Flowable BackFill (VDOT Special Provision S302G02-0610)",null,"CY",null,0]
["02200","C1",{"$f":"IF(I12>0,COUNTIF($I$6:I12,\">\"&0)*10,\"\")","v":""},"02200-C1-","Geotextile Drainage Fabric In Place (VDOT Section 245.03.c)",null,"SY",null,0]
["02200","C1",{"$f":"IF(I13>0,COUNTIF($I$6:I13,\">\"&0)*10,\"\")","v":""},"02200-C1-","Geotextile for Rip Rap Bedding In Place (VDOT Section 245.03.b)",null,"SY",null,0]
["02200","C1",{"$f":"IF(I14>0,COUNTIF($I$6:I14,\">\"&0)*10,\"\")","v":""},"02200-C1-","Aggregate, Cement Treated (CTA), also known as \"Hydraulic Cement Stabilization\" (VDOT Section 307)",null,"CY",null,0]
["02200","C1",{"$f":"IF(I15>0,COUNTIF($I$6:I15,\">\"&0)*10,\"\")","v":""},"02200-C1-","Aggregate, VDOT #1 (Compacted in Place per VDOT standards & Specs)",null,"CY",null,0]
["02200","C1",{"$f":"IF(I16>0,COUNTIF($I$6:I16,\">\"&0)*10,\"\")","v":""},"02200-C1-","Aggregate, VDOT #2  (Compacted in Place per VDOT standards & Specs)",null,"CY",null,0]
["02200","C1",{"$f":"IF(I17>0,COUNTIF($I$6:I17,\">\"&0)*10,\"\")","v":""},"02200-C1-","Aggregate, VDOT #8  (Compacted in Place per VDOT standards & Specs)",null,"CY",null,0]
["02200","C1",{"$f":"IF(I18>0,COUNTIF($I$6:I18,\">\"&0)*10,\"\")","v":""},"02200-C1-","Aggregate, VDOT #21-B  (Compacted in Place per VDOT standards & Specs)",55,"CY",null,0,{"$f":"SUM(I6:I18)","v":0}]
["02200","C1",{"$f":"IF(I19>0,COUNTIF($I$6:I19,\">\"&0)*10,\"\")","v":""},"02200-C1-","Aggregate, VDOT #21-A  (Compacted in Place per VDOT standards & Specs) (WATERMAIN Work)",null,"CY",null,0]
["02200","C1",{"$f":"IF(I20>0,COUNTIF($I$6:I20,\">\"&0)*10,\"\")","v":""},"02200-C1-","Aggregate, VDOT #21-B  (Compacted in Place per VDOT standards & Specs)",null,"CY",null,0]
["02200","C1",{"$f":"IF(I21>0,COUNTIF($I$6:I21,\">\"&0)*10,\"\")","v":""},"02200-C1-","Aggregate, Crusher Run VDOT #25 or approved equal  (Compacted in Place per VDOT standards & Specs)",null,"CY",null,0]
["02200","C1",{"$f":"IF(I22>0,COUNTIF($I$6:I22,\">\"&0)*10,\"\")","v":""},"02200-C1-","Aggregate, VDOT #57  (Compacted in Place per VDOT standards & Specs)",null,"CY",null,0]
["02210","C1",{"$f":"IF(I23>0,COUNTIF($I$6:I23,\">\"&0)*10,\"\")","v":""},"02210-C1-","Riprap, Dry Class I",null,"SY",null,0]
["02210","C1",{"$f":"IF(I24>0,COUNTIF($I$6:I24,\">\"&0)*10,\"\")","v":""},"02210-C1-","Riprap, Dry Class II",null,"SY",null,0]
["02210","C1",{"$f":"IF(I25>0,COUNTIF($I$6:I25,\">\"&0)*10,\"\")","v":""},"02210-C1-","Riprap, Mortared",null,"SY",null,0]
["02210","C1",{"$f":"IF(I26>0,COUNTIF($I$6:I26,\">\"&0)*10,\"\")","v":""},"02210-C1-","Riprap, Grouted",null,"SY",null,0]
["02210","C1",{"$f":"IF(I27>0,COUNTIF($I$6:I27,\">\"&0)*10,\"\")","v":""},"02210-C1-","Riprap, Dumped Type (1) Core Riprap",null,"TON",null,0]
["02210","C1",{"$f":"IF(I28>0,COUNTIF($I$6:I28,\">\"&0)*10,\"\")","v":""},"02210-C1-","Riprap, Dumped Type (2) Heavy Riprap",null,"TON",null,0]
["03100","C2",{"$f":"IF(I29>0,COUNTIF($I$6:I29,\">\"&0)*10,\"\")","v":""},"03100-C2-","Rigid Concrete, Planing or Milling ",null,"SY/IN",null,0]
["CONCR","TE",{"$f":"IF(I30>0,COUNTIF($I$6:I30,\">\"&0)*10,\"\")","v":""},"CONCRETE WORK"]
["02750","C2",{"$f":"IF(I31>0,COUNTIF($I$6:I31,\">\"&0)*10,\"\")","v":""},"02750-C2-","Concrete Curb, Standard Header Curb C-3 (Arlington County Detail R-2.0), includes curb for aprons, ramps, etc. ",75,"LF",null,0]
["02750","C2",{"$f":"IF(I32>0,COUNTIF($I$6:I32,\">\"&0)*10,\"\")","v":""},"02750-C2-","Concrete Curb, Mountable Curb at Traffic Circle (Arlington County Detail R-2.7)",null,"LF",null,0]
["02750","C2",{"$f":"IF(I33>0,COUNTIF($I$6:I33,\">\"&0)*10,\"\")","v":""},"02750-C2-","Concrete Curb, Standard 6\" (VDOT CG-2), includes curb for aprons, ramps, etc. ",null,"LF",null,0]
["02750","C2",{"$f":"IF(I34>0,COUNTIF($I$6:I34,\">\"&0)*10,\"\")","v":""},"02750-C2-","Concrete Curb, Standard 4\" (VDOT CG-3), includes curb for aprons, ramps, etc. ",null,"LF",null,0]
["02750","C2",{"$f":"IF(I35>0,COUNTIF($I$6:I35,\">\"&0)*10,\"\")","v":""},"02750-C2-","Concrete Curb & Gutter, Standard C-2 and C-2R (Arlington County Detail R-2.0), includes curb & gutter for aprons, ramps, etc. ",290,"LF",null,0]
["02750","C2",{"$f":"IF(I36>0,COUNTIF($I$6:I36,\">\"&0)*10,\"\")","v":""},"02750-C2-","Concrete Curb & Gutter, Combination 6\" (VDOT CG-6), includes curb & gutter for aprons, ramps, etc.",null,"LF",null,0]
["02750","C2",{"$f":"IF(I37>0,COUNTIF($I$6:I37,\">\"&0)*10,\"\")","v":""},"02750-C2-","Concrete Curb & Gutter, Combination 4\" (VDOT CG-7), includes curb & gutter for aprons, ramps, etc.",null,"LF",null,0]
["02750","C2",{"$f":"IF(I38>0,COUNTIF($I$6:I38,\">\"&0)*10,\"\")","v":""},"02750-C2-","Concrete Curb & Gutter, Combination 4\" (VDOT CG-7), includes curb & gutter for aprons, ramps, etc.",2,"LF",null,0]
["02750","C2",{"$f":"IF(I39>0,COUNTIF($I$6:I39,\">\"&0)*10,\"\")","v":""},"02750-C2-","Standard Entrance Gutter (VDOT CG-9D). ",null,"LF",null,0]
["02750","C2",{"$f":"IF(I40>0,COUNTIF($I$6:I40,\">\"&0)*10,\"\")","v":""},"02750-C2-","Valley Gutter (Arlington County Detail R-2.9, including all materials as shown in detail)",null,"SY",null,0]
["02750","C2",{"$f":"IF(I41>0,COUNTIF($I$6:I41,\">\"&0)*10,\"\")","v":""},"02750-C2-","Concrete Curb & Gutter, Transition From VDOT St'd. CG-6 to ARL. CO. St'd. C-2",null,"LF",null,0]
["02611","C2",{"$f":"IF(I42>0,COUNTIF($I$6:I42,\">\"&0)*10,\"\")","v":""},"02611-C2-","Concrete Sidewalk, 4\" Thickness (Arlington County Detail R-2.0)",210,"SY",null,0]
["02611","C2",{"$f":"IF(I43>0,COUNTIF($I$6:I43,\">\"&0)*10,\"\")","v":""},"02611-C2-","Concrete Sidewalk, 6\" Thickness",null,"SY",null,0]
["02612","C2",{"$f":"IF(I44>0,COUNTIF($I$6:I44,\">\"&0)*10,\"\")","v":""},"02612-C2-","Concrete Pavers (Arlington County Detail R-2.1)",null,"SY",null,0]
["02612","C2",{"$f":"IF(I45>0,COUNTIF($I$6:I45,\">\"&0)*10,\"\")","v":""},"02612-C2-","Concrete Pavers, Remove and Reset (Arlington County Detail R-2.1)",null,"SY",null,0]
["02613","C2",{"$f":"IF(I46>0,COUNTIF($I$6:I46,\">\"&0)*10,\"\")","v":""},"02613-C2-","Concrete Paver Crosswalk (Arlington County Detail R-2.6, including all materials as shown in detail)",null,"SY",null,0]
["02613","C2",{"$f":"IF(I47>0,COUNTIF($I$6:I47,\">\"&0)*10,\"\")","v":""},"02613-C2-","Concrete Paver Crosswalk, Remove and Reset (Arlington County Detail R-2.6, including all materials as shown in detail)",null,"SY",null,0]
["02611","C2",{"$f":"IF(I48>0,COUNTIF($I$6:I48,\">\"&0)*10,\"\")","v":""},"02611-C2-","Concrete Driveway Entrance, 6\" Residential (Arlington County Details R-2.4A, R-2.4B, R-2.4C, R-2.4D)",null,"SY",null,0]
["02611","C2",{"$f":"IF(I49>0,COUNTIF($I$6:I49,\">\"&0)*10,\"\")","v":""},"02611-C2-","Concrete Driveway Entrance, 9\" Commercial (Arlington County Details R-2.4A, R-2.4B, R-2.4C, R-2.4D)",null,"SY",null,0,4]
["02611","C2",{"$f":"IF(I50>0,COUNTIF($I$6:I50,\">\"&0)*10,\"\")","v":""},"02611-C2-","CG-12 Detectable Warning Surface",12,"SY",null,0,{"$f":"SUM(I31:I50)","v":0}]
["03100","C2",{"$f":"IF(I51>0,COUNTIF($I$6:I51,\">\"&0)*10,\"\")","v":""},"03100-C2-","Concrete Steps Each (Arlington County Detail R-3.0, including all reinforcing bars as shown in detail)",null,"LF-W",null,0]
["03100","C2",{"$f":"IF(I52>0,COUNTIF($I$6:I52,\">\"&0)*10,\"\")","v":""},"03100-C2-","Concrete Pier, Cradle, or Encasement (Arlington County Detail M-3.0)",null,"CY",null,0]
["03100","C2",{"$f":"IF(I53>0,COUNTIF($I$6:I53,\">\"&0)*10,\"\")","v":""},"03100-C2-","Concrete Pier, Cradle, or Encasement (Arlington County Detail M-7.0)",null,"CY",null,0]
["03100","C2",{"$f":"IF(I54>0,COUNTIF($I$6:I54,\">\"&0)*10,\"\")","v":""},"03100-C2-","Concrete and Formwork (VDOT Class A3), only when not included in other pay items",null,"CY",null,0]
["03100","C2",{"$f":"IF(I55>0,COUNTIF($I$6:I55,\">\"&0)*10,\"\")","v":""},"03100-C2-","Concrete and Formwork (VDOT Class A4), only when not included in other pay items",null,"CY",null,0]
["03100","C2",{"$f":"IF(I56>0,COUNTIF($I$6:I56,\">\"&0)*10,\"\")","v":""},"03100-C2-","Steel Reinforcement, Welded Wire Fabric (VDOT Section 406), only when not included in other pay items",null,"LB",null,0]
["03100","C2",{"$f":"IF(I57>0,COUNTIF($I$6:I57,\">\"&0)*10,\"\")","v":""},"03100-C2-","Steel Reinforcement, Reinforcing Steel Bars #6 and smaller (VDOT Section 406), only when not included in other pay items",null,"LB",null,0]
["03100","C2",{"$f":"IF(I58>0,COUNTIF($I$6:I58,\">\"&0)*10,\"\")","v":""},"03100-C2-","Steel Reinforcement, Reinforcing Steel Bars #7 up to #10 (VDOT Section 406), only when not included in other pay items",null,"LB",null,0]
["ASPHA","T ",{"$f":"IF(I59>0,COUNTIF($I$6:I59,\">\"&0)*10,\"\")","v":""},"ASPHALT PAVEMENT WORK"]
["02600","C3",{"$f":"IF(I60>0,COUNTIF($I$6:I60,\">\"&0)*10,\"\")","v":""},"02600-C3-","Asphalt Concrete, Planing or Milling (2\" Depth)",1180,"SY",null,0]
["02600","C3",{"$f":"IF(I61>0,COUNTIF($I$6:I61,\">\"&0)*10,\"\")","v":""},"02600-C3-","Asphalt Concrete, Planing or Milling (In Excess of 3\" Depth)",null,"SY/IN",null,0]
["02600","C3",{"$f":"IF(I62>0,COUNTIF($I$6:I62,\">\"&0)*10,\"\")","v":""},"02600-C3-","Asphalt Concrete, Base Course (VDOT BM-25.0A)(6\" Depth Assumed)",35,"TON",null,{"$f":"H62*F62","v":0}]
["02600","C3",{"$f":"IF(I63>0,COUNTIF($I$6:I63,\">\"&0)*10,\"\")","v":""},"02600-C3-","Asphalt Concrete, Base Course (VDOT BM-25.0A) (WATERMAIN Work)",null,"TON",null,0]
["02600","C3",{"$f":"IF(I64>0,COUNTIF($I$6:I64,\">\"&0)*10,\"\")","v":""},"02600-C3-","Asphalt Concrete, Intermediate Course (VDOT IM-19.0A)",null,"TON",null,0]
["02600","C3",{"$f":"IF(I65>0,COUNTIF($I$6:I65,\">\"&0)*10,\"\")","v":""},"02600-C3-","Asphalt Concrete, Intermediate Course (VDOT IM-19.0D)",null,"TON",null,0]
["02600","C3",{"$f":"IF(I66>0,COUNTIF($I$6:I66,\">\"&0)*10,\"\")","v":""},"02600-C3-","Asphalt Concrete, Surface Course (VDOT SM-9.5A)",null,"TON",null,0]
["02600","C3",{"$f":"IF(I67>0,COUNTIF($I$6:I67,\">\"&0)*10,\"\")","v":""},"02600-C3-","Asphalt Concrete, Surface Course (VDOT SM-9.5D)(2\" Depth Assumed)",142,"TON",null,{"$f":"H67*F67","v":0},{"$f":"SUM(I60:I67)","v":0}]
["02600","C3",{"$f":"IF(I68>0,COUNTIF($I$6:I68,\">\"&0)*10,\"\")","v":""},"02600-C3-","Asphalt Concrete, Surface Course (VDOT SM-9.5D) (WATERMAIN Work)",null,"TON",null,0]
["02600","C3",{"$f":"IF(I69>0,COUNTIF($I$6:I69,\">\"&0)*10,\"\")","v":""},"02600-C3-","Asphalt Concrete, Stamped - Imprinting Hot Mix Asphalt Concrete (per Supplemental Specification 02600)",null,"SF",null,0]
["02600","C3",{"$f":"IF(I70>0,COUNTIF($I$6:I70,\">\"&0)*10,\"\")","v":""},{"$f":"A70&\"-\"&B70&\"-\"&TEXT(C70,\"00000\")","v":"02600-C3-"},"Asphalt Concrete, Stamped - Heating Asphalt (per Supplemental Specification 02600)",null,"SF",null,0]
["02600","C3",{"$f":"IF(I71>0,COUNTIF($I$6:I71,\">\"&0)*10,\"\")","v":""},"02600-C3-","Asphalt Concrete, Stamped - Provide and Install Streetbond Coating (per Supplemental Specification 02600)",null,"SF",null,0]
["02600","C3",{"$f":"IF(I72>0,COUNTIF($I$6:I72,\">\"&0)*10,\"\")","v":""},"02600-C3-","Asphalt Concrete, Stamped - Imprinted Asphalt Patching (per Supplemental Specification 02600)",null,"SF",null,0]
["02600","C3",{"$f":"IF(I73>0,COUNTIF($I$6:I73,\">\"&0)*10,\"\")","v":""},"02600-C3-","Asphalt Header Curb, 6\"-8\" (VDOT SM-9.5A)",null,"LF",null,0]
["02600","C3",{"$f":"IF(I74>0,COUNTIF($I$6:I74,\">\"&0)*10,\"\")","v":""},"02600-C3-","Cold-Mix Asphalt (latest VDOT Standards for Cold Mix Asphalt Type P-1, P-2, and P-3).",null,"TON",null,0]
["03100","C3",{"$f":"IF(I75>0,COUNTIF($I$6:I75,\">\"&0)*10,\"\")","v":""},"03100-C3-","Remove 8\" to 10\" Reinforced Concrete Paving",null,"SY",null,0]
["03100","C3",{"$f":"IF(I76>0,COUNTIF($I$6:I76,\">\"&0)*10,\"\")","v":""},"03100-C3-","Remove and Replace 8\" to 10\" Reinforced Concrete Paving VDOT Standards PR-3, PR-4, PR-5 and PR-6)",null,"SY",null,0]
["02550","C4",{"$f":"IF(I77>0,COUNTIF($I$6:I77,\">\"&0)*10,\"\")","v":""},"02550-C4-","Storm Manhole MH-1 (Arlington County Detail D-3.0), In Place",null,"VF",null,0]
["02550","C4",{"$f":"IF(I78>0,COUNTIF($I$6:I78,\">\"&0)*10,\"\")","v":""},"02550-C4-","Storm Manhole Pre-Cast PH-1 (Arlington County Detail D-3.1), In Place",null,"VF",null,{"$f":"H78*F78","v":0}]
["02550","C4",{"$f":"IF(I79>0,COUNTIF($I$6:I79,\">\"&0)*10,\"\")","v":""},"02550-C4-","Storm Manhole MH-2 (Arlington County Detail D-3.3), In Place",null,"VF",null,0]
["02550","C4",{"$f":"IF(I80>0,COUNTIF($I$6:I80,\">\"&0)*10,\"\")","v":""},"02550-C4-","Storm Manhole MH-3 (Arlington County Detail D-3.4), In Place",null,"VF",null,0]
["02550","C4",{"$f":"IF(I81>0,COUNTIF($I$6:I81,\">\"&0)*10,\"\")","v":""},"02550-C4-","Storm Manhole MH-4 (Arlington County Detail D-3.5), In Place",null,"VF",null,0]
["02550","C4",{"$f":"IF(I82>0,COUNTIF($I$6:I82,\">\"&0)*10,\"\")","v":""},"02550-C4-","Storm Manhole MH-4 (Arlington County Detail D-3.5), In Place",null,"VF",null,0]
["STORM","SE",{"$f":"IF(I83>0,COUNTIF($I$6:I83,\">\"&0)*10,\"\")","v":""},"STORM SEWER WORK"]
["02550","C4",{"$f":"IF(I84>0,COUNTIF($I$6:I84,\">\"&0)*10,\"\")","v":""},{"$f":"A84&\"-\"&B84&\"-\"&TEXT(C84,\"00000\")","v":"02550-C4-"},"Storm Manhole (VDOT MH-1, MH1-A), In Place",null,"VF",null,0]
["02550","C4",{"$f":"IF(I85>0,COUNTIF($I$6:I85,\">\"&0)*10,\"\")","v":""},"02550-C4-","Storm Manhole (VDOT MH-2), In Place",null,"VF",null,0]
["02550","C4",{"$f":"IF(I86>0,COUNTIF($I$6:I86,\">\"&0)*10,\"\")","v":""},"02550-C4-","CB-2 (Arlington County Standards), In Place Up to 6' Deep",null,"EA",null,0]
["02550","C4",{"$f":"IF(I87>0,COUNTIF($I$6:I87,\">\"&0)*10,\"\")","v":""},"02550-C4-","CB-2 (Arlington County Standards), Each VF Over 6' Deep",null,"VF",null,0]
["02550","C4",{"$f":"IF(I88>0,COUNTIF($I$6:I88,\">\"&0)*10,\"\")","v":""},"02550-C4-","CB-2A or CB-2B (throat lengths from 8'-6\" up to 16'-0\"),  In Place Up to 6' Deep, Arlington County Standards.",null,"EA",null,0]
["02550","C4",{"$f":"IF(I89>0,COUNTIF($I$6:I89,\">\"&0)*10,\"\")","v":""},"02550-C4-","CB-2A or CB-2B (throat lengths from 8'-6\" up to 16'-0\"), Each VF Over 6' Deep, Arlington County Standards.",null,"VF",null,0]
["02550","C4",{"$f":"IF(I90>0,COUNTIF($I$6:I90,\">\"&0)*10,\"\")","v":""},"02550-C4-","PCB-2, In Place Up to 6' Deep, Arlington County Standards",null,"EA",null,0]
["02550","C4",{"$f":"IF(I91>0,COUNTIF($I$6:I91,\">\"&0)*10,\"\")","v":""},"02550-C4-","PCB-2, Each VF Over 6' Deep, Arlington County Standards.",null,"VF",null,0]
["02550","C4",{"$f":"IF(I92>0,COUNTIF($I$6:I92,\">\"&0)*10,\"\")","v":""},"02550-C4-","CB-4, In Place Up to 6' Deep, Arlington County Standards.",null,"EA",null,0]
["02550","C4",{"$f":"IF(I93>0,COUNTIF($I$6:I93,\">\"&0)*10,\"\")","v":""},"02550-C4-","CB-4, Each VF Over 6' Deep, Arlington County Standards.",null,"VF",null,0]
["02550","C4",{"$f":"IF(I94>0,COUNTIF($I$6:I94,\">\"&0)*10,\"\")","v":""},"02550-C4-","Curb Drop Inlet, Standard VDOT DI-1 (12\" to 24\" Pipe), In Place Up to 10' Deep",null,"EA",null,0]
["02550","C4",{"$f":"IF(I95>0,COUNTIF($I$6:I95,\">\"&0)*10,\"\")","v":""},"02550-C4-","Curb Drop Inlet, Standard VDOT DI-2A (12\" to 24\" Pipe), In Place Up to 9' Deep",null,"EA",null,0]
["02550","C4",{"$f":"IF(I96>0,COUNTIF($I$6:I96,\">\"&0)*10,\"\")","v":""},"02550-C4-","Curb Drop Inlet, Standard VDOT DI-2B (12\" to 24\" Pipe), In Place Up to 9' Deep, Inlet Throat Length 4' to 20'",null,"EA",null,0]
["02550","C4",{"$f":"IF(I97>0,COUNTIF($I$6:I97,\">\"&0)*10,\"\")","v":""},"02550-C4-","Curb Drop Inlet, Standard VDOT DI-2C (12\" to 24\" Pipe), In Place Up to 9' Deep, Inlet Throat Length 6' to 20'",null,"EA",null,0]
["02550","C4",{"$f":"IF(I98>0,COUNTIF($I$6:I98,\">\"&0)*10,\"\")","v":""},"02550-C4-","Curb Drop Inlet, Standard VDOT DI-2D (30\" to 48\" Pipe), In Place Up to 9' Deep",null,"EA",null,0]
["02550","C4",{"$f":"IF(I99>0,COUNTIF($I$6:I99,\">\"&0)*10,\"\")","v":""},"02550-C4-","Curb Drop Inlet, Standard VDOT DI-2E (30\" to 48\" Pipe), In Place Up to 9' Deep, Inlet Throat Length 6' to 20'",null,"EA",null,0]
["02550","C4",{"$f":"IF(I100>0,COUNTIF($I$6:I100,\">\"&0)*10,\"\")","v":""},"02550-C4-","Curb Drop Inlet, Standard VDOT DI-2F (30\" to 48\" Pipe), In Place Up to 9' Deep, Inlet Throat Length 6' to 20'",null,"EA",null,0]
["02550","C4",{"$f":"IF(I101>0,COUNTIF($I$6:I101,\">\"&0)*10,\"\")","v":""},"02550-C4-","Curb Drop Inlet, Standard VDOT DI-3A (12\" to 30\" Pipe), In Place Up to 8' Deep",null,"EA",null,0]
["02550","C4",{"$f":"IF(I102>0,COUNTIF($I$6:I102,\">\"&0)*10,\"\")","v":""},"02550-C4-","Curb Drop Inlet, Standard VDOT DI-3AA (12\" to 30\" Pipe), Each VF Over 8' Deep",null,"VF",null,0]
["02550","C4",{"$f":"IF(I103>0,COUNTIF($I$6:I103,\">\"&0)*10,\"\")","v":""},"02550-C4-","Curb Drop Inlet, Standard VDOT DI-3B (12\" to 30\" Pipe), In Place Up to 8' Deep, Inlet Throat Length 4' to 20'",null,"EA",null,0]
["02550","C4",{"$f":"IF(I104>0,COUNTIF($I$6:I104,\">\"&0)*10,\"\")","v":""},"02550-C4-","Curb Drop Inlet, Standard VDOT DI-3BB (12\" to 30\" Pipe), Each VF Over 8' Deep, Inlet Throat Length 4' to 20'",null,"VF",null,0]
["02550","C4",{"$f":"IF(I105>0,COUNTIF($I$6:I105,\">\"&0)*10,\"\")","v":""},"02550-C4-","Curb Drop Inlet, Standard VDOT DI-3C (12\" to 30\" Pipe), In Place Up to 8' Deep, Inlet Throat Length 6' to 20'",null,"EA",null,0]
["02550","C4",{"$f":"IF(I106>0,COUNTIF($I$6:I106,\">\"&0)*10,\"\")","v":""},"02550-C4-","Curb Drop Inlet, Standard VDOT DI-3CC (12\" to 30\" Pipe), Each VF Over 8' Deep, Inlet Throat Length 6' to 20'",null,"VF",null,0]
["02550","C4",{"$f":"IF(I107>0,COUNTIF($I$6:I107,\">\"&0)*10,\"\")","v":""},"02550-C4-","Curb Drop Inlet, Standard (with Utility Space) VDOT DI-3D (12\" to 30\" Pipe), In Place Up to 8' Deep",null,"EA",null,0]
["02550","C4",{"$f":"IF(I108>0,COUNTIF($I$6:I108,\">\"&0)*10,\"\")","v":""},"02550-C4-","Curb Drop Inlet, Standard (with Utility Space) VDOT DI-3E (12\" to 30\" Pipe), In Place Up to 8' Deep, Inlet Throat Length 4' to 20'",null,"EA",null,0]
["02550","C4",{"$f":"IF(I109>0,COUNTIF($I$6:I109,\">\"&0)*10,\"\")","v":""},"02550-C4-","Curb Drop Inlet, Standard (with Utility Space) VDOT DI-3F (12\" to 30\" Pipe), In Place Up to 8' Deep, Inlet Throat Length 6' to 20'",null,"EA",null,0]
["02550","C4",{"$f":"IF(I110>0,COUNTIF($I$6:I110,\">\"&0)*10,\"\")","v":""},"02550-C4-","Curb Drop Inlet, Standard VDOT DI-4A (36\" to 48\" Pipe), In Place Up to 8' Deep",null,"EA",null,0]
["02550","C4",{"$f":"IF(I111>0,COUNTIF($I$6:I111,\">\"&0)*10,\"\")","v":""},"02550-C4-","Curb Drop Inlet, Standard VDOT DI-4B (36\" to 48\" Pipe), In Place Up to 8' Deep, Inlet Throat Length 6' to 20'",null,"EA",null,0]
["02550","C4",{"$f":"IF(I112>0,COUNTIF($I$6:I112,\">\"&0)*10,\"\")","v":""},"02550-C4-","Curb Drop Inlet, Standard VDOT DI-4C (36\" to 48\" Pipe), In Place Up to 8' Deep, Inlet Throat Length 8' to 20'",null,"EA",null,0]
["02550","C4",{"$f":"IF(I113>0,COUNTIF($I$6:I113,\">\"&0)*10,\"\")","v":""},"02550-C4-","Curb Drop Inlet, Standard (with Utility Space) VDOT DI-4D (36\" to 48\" Pipe), In Place Up to 8' Deep",null,"EA",null,0]
["02550","C4",{"$f":"IF(I114>0,COUNTIF($I$6:I114,\">\"&0)*10,\"\")","v":""},"02550-C4-","Curb Drop Inlet, Standard (with Utility Space) VDOT DI-4E (36\" to 48\" Pipe), In Place Up to 8' Deep, Inlet Throat Length 6' to 20'",null,"EA",null,0]
["02550","C4",{"$f":"IF(I115>0,COUNTIF($I$6:I115,\">\"&0)*10,\"\")","v":""},"02550-C4-","Curb Drop Inlet, Standard (with Utility Space) VDOT DI-4F (36\" to 48\" Pipe), In Place Up to 8' Deep, Inlet Throat Length 8' to 20'",null,"EA",null,0]
["02550","C4",{"$f":"IF(I116>0,COUNTIF($I$6:I116,\">\"&0)*10,\"\")","v":""},"02550-C4-","Yard Inlet (Arlington County Detail D-1.10), In Place Up to 6' Deep",null,"EA",null,0]
["02550","C4",{"$f":"IF(I117>0,COUNTIF($I$6:I117,\">\"&0)*10,\"\")","v":""},"02550-C4-","Yard Inlet (Arlington County Detail D-1.10), Each VF Over 6' Deep",null,"VF",null,0]
["02550","C4",{"$f":"IF(I118>0,COUNTIF($I$6:I118,\">\"&0)*10,\"\")","v":""},"02550-C4-","Yard Inlet Pre-Cast (Arlington County Detail D-1.11), In Place Up to 6' Deep",null,"EA",null,0]
["02550","C4",{"$f":"IF(I119>0,COUNTIF($I$6:I119,\">\"&0)*10,\"\")","v":""},"02550-C4-","Yard Inlet Pre-Cast (Arlington County Detail D-1.11), Each VF Over 6' Deep",null,"VF",null,0]
["02550","C4",{"$f":"IF(I120>0,COUNTIF($I$6:I120,\">\"&0)*10,\"\")","v":""},"02550-C4-","Standard Ditch Drop Inlet, VDOT DI-5 (12\" to 42\" Pipe), All depths.",null,"EA",null,0]
["02550","C4",{"$f":"IF(I121>0,COUNTIF($I$6:I121,\">\"&0)*10,\"\")","v":""},"02550-C4-","Grate Inlet Non-roadway Shallow (Arlington County Detail D-1.9), In Place Up to 6' Deep",null,"EA",null,0]
["02550","C4",{"$f":"IF(I122>0,COUNTIF($I$6:I122,\">\"&0)*10,\"\")","v":""},"02550-C4-","Grate Inlet Non-roadway Shallow (Arlington County Detail D-1.9), Each VF Over 6' Deep",null,"VF",null,0]
["02550","C4",{"$f":"IF(I123>0,COUNTIF($I$6:I123,\">\"&0)*10,\"\")","v":""},"02550-C4-","Grate Inlet Driveway (Arlington County Detail D-1.12)",null,"LF",null,0]
["02550","C4",{"$f":"IF(I124>0,COUNTIF($I$6:I124,\">\"&0)*10,\"\")","v":""},"02550-C4-","Storm Manhole Frame and Cover, Remove & Replace",null,"EA",null,0]
["02550","C4",{"$f":"IF(I125>0,COUNTIF($I$6:I125,\">\"&0)*10,\"\")","v":""},"02550-C4-","Catch Basin Structure Top, Remove & Replace",1,"EA",null,0]
["02550","C4",{"$f":"IF(I126>0,COUNTIF($I$6:I126,\">\"&0)*10,\"\")","v":""},"02550-C4-","Drop Inlet Structure Top, Remove & Replace",null,"EA",null,0]
["02550","C4",{"$f":"IF(I127>0,COUNTIF($I$6:I127,\">\"&0)*10,\"\")","v":""},"02550-C4-","Adjust Storm Manhole to New Grade (Arlington County Detail S-2.5), Type A",null,"EA",null,0]
["02550","C4",{"$f":"IF(I128>0,COUNTIF($I$6:I128,\">\"&0)*10,\"\")","v":""},"02550-C4-","Adjust Storm Manhole to New Grade (Arlington County Detail S-2.5), Type B",1,"EA",null,0]
["02550","C4",{"$f":"IF(I129>0,COUNTIF($I$6:I129,\">\"&0)*10,\"\")","v":""},"02550-C4-","Adjust Storm Manhole to New Grade (Arlington County Detail S-2.5), Type C",null,"EA",null,0]
["02550","C4",{"$f":"IF(I130>0,COUNTIF($I$6:I130,\">\"&0)*10,\"\")","v":""},"02550-C4-","Convert Catch Basin to Manhole",1,"EA",null,0]
["02550","C4",{"$f":"IF(I131>0,COUNTIF($I$6:I131,\">\"&0)*10,\"\")","v":""},"02550-C4-","Convert Grate Inlet to Catch Basin",null,"EA",null,0]
["02550","C4",{"$f":"IF(I132>0,COUNTIF($I$6:I132,\">\"&0)*10,\"\")","v":""},"02550-C4-","Partial Wall Repair of Storm Manhole, Catch Basin, Drop Inlet, Yard Inlet, or Grate Inlet",null,"SF",null,0]
["02550","C4",{"$f":"IF(I133>0,COUNTIF($I$6:I133,\">\"&0)*10,\"\")","v":""},"02550-C4-","Core Drill and Connect New Concrete Pipe to Existing Storm Manhole, Catch Basin, Drop Inlet, Yard Inlet, or Grate Inlet",1,"EA",null,0]
["02550","C4",{"$f":"IF(I134>0,COUNTIF($I$6:I134,\">\"&0)*10,\"\")","v":""},"02550-C4-","Core Drill and Connect PVC or HDPE Pipe (up to 6\" diameter) to Existing Storm Manhole, Catch Basin, Drop Inlet, Yard Inlet, or Grate Inlet",null,"EA",null,0]
["02550","C4",{"$f":"IF(I135>0,COUNTIF($I$6:I135,\">\"&0)*10,\"\")","v":""},"02550-C4-","Core Drill and Connect PVC or HDPE Pipe (up to 8\" to 15\" diameter) to Existing Storm Manhole, Catch Basin, Drop Inlet, Yard Inlet, or Grate Inlet",null,"EA",null,0]
["02550","C4",{"$f":"IF(I136>0,COUNTIF($I$6:I136,\">\"&0)*10,\"\")","v":""},"02550-C4-","Core Drill and Connect PVC or HDPE Pipe (up 6\" diameter) to Existing Storm Pipe",null,"EA",null,0]
["02550","C4",{"$f":"IF(I137>0,COUNTIF($I$6:I137,\">\"&0)*10,\"\")","v":""},"02550-C4-","Core Drill and Connect PVC or HDPE Pipe (up 8\" to 15\" diameter) to Existing Storm Pipe",null,"EA",null,0]
["02550","C4",{"$f":"IF(I138>0,COUNTIF($I$6:I138,\">\"&0)*10,\"\")","v":""},"02550-C4-","Storm Manhole, Catch Basin, Drop Inlet, Yard Inlet, or Grate Inlet, Remove",null,"EA",null,0]
["02550","C4",{"$f":"IF(I139>0,COUNTIF($I$6:I139,\">\"&0)*10,\"\")","v":""},"02550-C4-","Storm Manhole, Catch Basin, Drop Inlet, Yard Inlet, or Grate Inlet, Abandon.",null,"EA",null,0]
["02550","C4",{"$f":"IF(I140>0,COUNTIF($I$6:I140,\">\"&0)*10,\"\")","v":""},"02550-C4-","15\" Pipe, RCP Class III, In Place Up to 6' Deep",null,"LF",null,0]
["02550","C4",{"$f":"IF(I141>0,COUNTIF($I$6:I141,\">\"&0)*10,\"\")","v":""},"02550-C4-","15\" Pipe, RCP Class III, In Place 6' to 8' Deep",null,"LF",null,0]
["02550","C4",{"$f":"IF(I142>0,COUNTIF($I$6:I142,\">\"&0)*10,\"\")","v":""},"02550-C4-","18\" Pipe, RCP Class III, In Place Up to 6' Deep",null,"LF",null,0]
["02550","C4",{"$f":"IF(I143>0,COUNTIF($I$6:I143,\">\"&0)*10,\"\")","v":""},"02550-C4-","18\" Pipe, RCP Class III, In Place 6' to 9' Deep",null,"LF",null,0]
["02550","C4",{"$f":"IF(I144>0,COUNTIF($I$6:I144,\">\"&0)*10,\"\")","v":""},"02550-C4-","21\" Pipe, RCP Class III, In Place Up to 6' Deep",null,"LF",null,{"$f":"H144*F144","v":0}]
["02550","C4",{"$f":"IF(I145>0,COUNTIF($I$6:I145,\">\"&0)*10,\"\")","v":""},"02550-C4-","21\" Pipe, RCP Class III, In Place 6' to 10' Deep",null,"LF",null,0]
["02550","C4",{"$f":"IF(I146>0,COUNTIF($I$6:I146,\">\"&0)*10,\"\")","v":""},"02550-C4-","24\" Pipe, RCP Class III, In Place Up to 6' Deep",null,"LF",null,0]
["02550","C4",{"$f":"IF(I147>0,COUNTIF($I$6:I147,\">\"&0)*10,\"\")","v":""},"02550-C4-","24\" Pipe, RCP Class III, In Place 6' to 11' Deep",null,"LF",null,0]
["02550","C4",{"$f":"IF(I148>0,COUNTIF($I$6:I148,\">\"&0)*10,\"\")","v":""},{"$f":"A148&\"-\"&B148&\"-\"&TEXT(C148,\"00000\")","v":"02550-C4-"},"27\" Pipe, RCP Class III, In Place Up to 6' Deep",null,"LF",null,0]
["02550","C4",{"$f":"IF(I149>0,COUNTIF($I$6:I149,\">\"&0)*10,\"\")","v":""},"02550-C4-","27\" Pipe, RCP Class III, In Place 6' to 11' Deep",null,"LF",null,0]
["02550","C4",{"$f":"IF(I150>0,COUNTIF($I$6:I150,\">\"&0)*10,\"\")","v":""},"02550-C4-","30\" Pipe, RCP Class III, In Place Up to 6' Deep",null,"LF",null,0]
["02550","C4",{"$f":"IF(I151>0,COUNTIF($I$6:I151,\">\"&0)*10,\"\")","v":""},"02550-C4-","30\" Pipe, RCP Class III, In Place 6' to 12' Deep",null,"LF",null,0]
["02550","C4",{"$f":"IF(I152>0,COUNTIF($I$6:I152,\">\"&0)*10,\"\")","v":""},"02550-C4-","33\" Pipe, RCP Class III, In Place Up to 6' Deep",null,"LF",null,0]
["02550","C4",{"$f":"IF(I153>0,COUNTIF($I$6:I153,\">\"&0)*10,\"\")","v":""},"02550-C4-","33\" Pipe, RCP Class III, In Place 6' to 12' Deep",null,"LF",null,0]
["02550","C4",{"$f":"IF(I154>0,COUNTIF($I$6:I154,\">\"&0)*10,\"\")","v":""},"02550-C4-","36\" Pipe, RCP Class III, In Place Up to 6' Deep",null,"LF",null,0]
["02550","C4",{"$f":"IF(I155>0,COUNTIF($I$6:I155,\">\"&0)*10,\"\")","v":""},"02550-C4-","36\" Pipe, RCP Class III, In Place 6' to 13' Deep",null,"LF",null,0]
["02550","C4",{"$f":"IF(I156>0,COUNTIF($I$6:I156,\">\"&0)*10,\"\")","v":""},"02550-C4-","42\" Pipe, RCP Class III, In Place Up to 6' Deep",null,"LF",null,0]
["02550","C4",{"$f":"IF(I157>0,COUNTIF($I$6:I157,\">\"&0)*10,\"\")","v":""},"02550-C4-","42\" Pipe, RCP Class III, In Place 6' to 13' Deep",null,"LF",null,0]
["02550","C4",{"$f":"IF(I158>0,COUNTIF($I$6:I158,\">\"&0)*10,\"\")","v":""},"02550-C4-","48\" Pipe, RCP Class III, In Place Up to 6' Deep",null,"LF",null,0]
["02550","C4",{"$f":"IF(I159>0,COUNTIF($I$6:I159,\">\"&0)*10,\"\")","v":""},"02550-C4-","48\" Pipe, RCP Class III, In Place 6' to 13' Deep",null,"LF",null,0]
["02550","C4",{"$f":"IF(I160>0,COUNTIF($I$6:I160,\">\"&0)*10,\"\")","v":""},"02550-C4-","15\" Pipe, RCP Class IV, In Place Up to 6' Deep",null,"LF",null,0]
["02550","C4",{"$f":"IF(I161>0,COUNTIF($I$6:I161,\">\"&0)*10,\"\")","v":""},"02550-C4-","15\" Pipe, RCP Class IV, In Place 6' to 10' Deep",null,"LF",null,0]
["02550","C4",{"$f":"IF(I162>0,COUNTIF($I$6:I162,\">\"&0)*10,\"\")","v":""},"02550-C4-","15\" Pipe, RCP Class IV, In Place >10' Deep",null,"LF",null,0]
["02550","C4",{"$f":"IF(I163>0,COUNTIF($I$6:I163,\">\"&0)*10,\"\")","v":""},"02550-C4-","18\" Pipe, RCP Class IV, In Place Up to 6' Deep",null,"LF",null,0]
["02550","C4",{"$f":"IF(I164>0,COUNTIF($I$6:I164,\">\"&0)*10,\"\")","v":""},"02550-C4-","18\" Pipe, RCP Class IV, In Place 6' to 10' Deep",null,"LF",null,0]
["02550","C4",{"$f":"IF(I165>0,COUNTIF($I$6:I165,\">\"&0)*10,\"\")","v":""},"02550-C4-","18\" Pipe, RCP Class IV, In Place > 10' Deep",null,"LF",null,0]
["02550","C4",{"$f":"IF(I166>0,COUNTIF($I$6:I166,\">\"&0)*10,\"\")","v":""},"02550-C4-","21\" Pipe, RCP Class IV, In Place Up to 6' Deep",null,"LF",null,0]
["02550","C4",{"$f":"IF(I167>0,COUNTIF($I$6:I167,\">\"&0)*10,\"\")","v":""},"02550-C4-","21\" Pipe, RCP Class IV, In Place 6' to 10' Deep",null,"LF",null,0]
["02550","C4",{"$f":"IF(I168>0,COUNTIF($I$6:I168,\">\"&0)*10,\"\")","v":""},"02550-C4-","21\" Pipe, RCP Class IV, In Place > 10' Deep",null,"LF",null,0]
["02550","C4",{"$f":"IF(I169>0,COUNTIF($I$6:I169,\">\"&0)*10,\"\")","v":""},"02550-C4-","24\" Pipe, RCP Class IV, In Place Up to 6' Deep",null,"LF",null,0]
["02550","C4",{"$f":"IF(I170>0,COUNTIF($I$6:I170,\">\"&0)*10,\"\")","v":""},"02550-C4-","24\" Pipe, RCP Class IV, In Place 6' to 10' Deep",null,"LF",null,0]
["02550","C4",{"$f":"IF(I171>0,COUNTIF($I$6:I171,\">\"&0)*10,\"\")","v":""},"02550-C4-","24\" Pipe, RCP Class IV, In Place > 10' Deep",null,"LF",null,0]
["02550","C4",{"$f":"IF(I172>0,COUNTIF($I$6:I172,\">\"&0)*10,\"\")","v":""},"02550-C4-","30\" Pipe, RCP Class IV, In Place Up to 6' Deep",null,"LF",null,0]
["02550","C4",{"$f":"IF(I173>0,COUNTIF($I$6:I173,\">\"&0)*10,\"\")","v":""},"02550-C4-","30\" Pipe, RCP Class IV, In Place 6' to 10' Deep",null,"LF",null,0]
["02550","C4",{"$f":"IF(I174>0,COUNTIF($I$6:I174,\">\"&0)*10,\"\")","v":""},"02550-C4-","30\" Pipe, RCP Class IV, In Place > 10' Deep",null,"LF",null,0]
["02550","C4",{"$f":"IF(I175>0,COUNTIF($I$6:I175,\">\"&0)*10,\"\")","v":""},"02550-C4-","33\" Pipe, RCP Class IV, In Place Up to 6' Deep",null,"LF",null,0]
["02550","C4",{"$f":"IF(I176>0,COUNTIF($I$6:I176,\">\"&0)*10,\"\")","v":""},"02550-C4-","33\" Pipe, RCP Class IV, In Place 6' to 10' Deep",null,"LF",null,0]
["02550","C4",{"$f":"IF(I177>0,COUNTIF($I$6:I177,\">\"&0)*10,\"\")","v":""},"02550-C4-","33\" Pipe, RCP Class IV, In Place > 10' Deep",null,"LF",null,0]
["02550","C4",{"$f":"IF(I178>0,COUNTIF($I$6:I178,\">\"&0)*10,\"\")","v":""},"02550-C4-","36\" Pipe, RCP Class IV, In Place Up to 6' Deep",null,"LF",null,0]
["02550","C4",{"$f":"IF(I179>0,COUNTIF($I$6:I179,\">\"&0)*10,\"\")","v":""},"02550-C4-","36\" Pipe, RCP Class IV, In Place 6' to 10' Deep",null,"LF",null,0]
["02550","C4",{"$f":"IF(I180>0,COUNTIF($I$6:I180,\">\"&0)*10,\"\")","v":""},"02550-C4-","36\" Pipe, RCP Class IV, In Place > 10' Deep",null,"LF",null,0]
["02550","C4",{"$f":"IF(I181>0,COUNTIF($I$6:I181,\">\"&0)*10,\"\")","v":""},"02550-C4-","42\" Pipe, RCP Class IV, In Place Up to 6' Deep",null,"LF",null,0]
["02550","C4",{"$f":"IF(I182>0,COUNTIF($I$6:I182,\">\"&0)*10,\"\")","v":""},"02550-C4-","42\" Pipe, RCP Class IV, In Place 6' to 10' Deep",null,"LF",null,0]
["02550","C4",{"$f":"IF(I183>0,COUNTIF($I$6:I183,\">\"&0)*10,\"\")","v":""},"02550-C4-","42\" Pipe, RCP Class IV, In Place > 10' Deep",null,"LF",null,0]
["02550","C4",{"$f":"IF(I184>0,COUNTIF($I$6:I184,\">\"&0)*10,\"\")","v":""},"02550-C4-","48\" Pipe, RCP Class IV, In Place Up to 6' Deep",null,"LF",null,0]
["02550","C4",{"$f":"IF(I185>0,COUNTIF($I$6:I185,\">\"&0)*10,\"\")","v":""},"02550-C4-","48\" Pipe, RCP Class IV, In Place 6' to 10' Deep",null,"LF",null,0]
["02550","C4",{"$f":"IF(I186>0,COUNTIF($I$6:I186,\">\"&0)*10,\"\")","v":""},"02550-C4-","48\" Pipe, RCP Class IV, In Place > 10' Deep",null,"LF",null,0]
["02550","C4",{"$f":"IF(I187>0,COUNTIF($I$6:I187,\">\"&0)*10,\"\")","v":""},"02550-C4-","18\" x 12\" Elliptical Pipe (15\" Equivalent), RCP Class III, In Place Up to 6' Deep",null,"LF",null,0]
["02550","C4",{"$f":"IF(I188>0,COUNTIF($I$6:I188,\">\"&0)*10,\"\")","v":""},"02550-C4-","18\" x 12\" Elliptical Pipe (15\" Equivalent), RCP Class IV, In Place Up to 6' Deep",null,"LF",null,0]
["02550","C4",{"$f":"IF(I189>0,COUNTIF($I$6:I189,\">\"&0)*10,\"\")","v":""},"02550-C4-","23\" x 14\" Elliptical Pipe (18\" Equivalent), RCP Class III, In Place Up to 6' Deep",null,"LF",null,0]
["02550","C4",{"$f":"IF(I190>0,COUNTIF($I$6:I190,\">\"&0)*10,\"\")","v":""},"02550-C4-","23\" x 14\" Elliptical Pipe (18\" Equivalent), RCP Class III, In Place 6' to 10' Deep",null,"LF",null,0]
["02550","C4",{"$f":"IF(I191>0,COUNTIF($I$6:I191,\">\"&0)*10,\"\")","v":""},"02550-C4-","30\" x 19\" Elliptical Pipe (24\" Equivalent), RCP Class III, In Place Up to 6' Deep",null,"LF",null,0]
["02550","C4",{"$f":"IF(I192>0,COUNTIF($I$6:I192,\">\"&0)*10,\"\")","v":""},"02550-C4-","30\" x 19\" Elliptical Pipe (24\" Equivalent), RCP Class III, In Place 6' to 10' Deep",null,"LF",null,0]
["02550","C4",{"$f":"IF(I193>0,COUNTIF($I$6:I193,\">\"&0)*10,\"\")","v":""},"02550-C4-","38\" x 24\" Elliptical Pipe (30\" Equivalent), RCP Class III, In Place Up to 6' Deep",null,"LF",null,0]
["02550","C4",{"$f":"IF(I194>0,COUNTIF($I$6:I194,\">\"&0)*10,\"\")","v":""},"02550-C4-","38\" x 24\" Elliptical Pipe (30\" Equivalent), RCP Class III, In Place 6' to 10' Deep",null,"LF",null,0]
["02550","C4",{"$f":"IF(I195>0,COUNTIF($I$6:I195,\">\"&0)*10,\"\")","v":""},"02550-C4-","45\" x 29\" Elliptical Pipe (36\" Equivalent), RCP Class III, In Place Up to 6' Deep",null,"LF",null,0]
["02550","C4",{"$f":"IF(I196>0,COUNTIF($I$6:I196,\">\"&0)*10,\"\")","v":""},"02550-C4-","45\" x 29\" Elliptical Pipe (36\" Equivalent), RCP Class III, In Place 6' to 10' Deep",null,"LF",null,0]
["02550","C4",{"$f":"IF(I197>0,COUNTIF($I$6:I197,\">\"&0)*10,\"\")","v":""},"02550-C4-","12\" Pipe, HDPE (200psi), In Place Up to 6' Deep",null,"LF",null,0]
["02550","C4",{"$f":"IF(I198>0,COUNTIF($I$6:I198,\">\"&0)*10,\"\")","v":""},"02550-C4-","12\" Pipe, HDPE (200psi), In Place 6' to 10' Deep",null,"LF",null,0]
["02550","C4",{"$f":"IF(I199>0,COUNTIF($I$6:I199,\">\"&0)*10,\"\")","v":""},"02550-C4-","14\" Pipe, HDPE (200psi), In Place Up to 6' Deep",null,"LF",null,0]
["02550","C4",{"$f":"IF(I200>0,COUNTIF($I$6:I200,\">\"&0)*10,\"\")","v":""},"02550-C4-","14\" Pipe, HDPE (200psi), In Place 6' to 10' Deep",null,"LF",null,0]
["02550","C4",{"$f":"IF(I201>0,COUNTIF($I$6:I201,\">\"&0)*10,\"\")","v":""},"02550-C4-","16\" Pipe, HDPE (200psi), In Place Up to 6' Deep",null,"LF",null,0]
["02550","C4",{"$f":"IF(I202>0,COUNTIF($I$6:I202,\">\"&0)*10,\"\")","v":""},"02550-C4-","16\" Pipe, HDPE (200psi), In Place 6' to 10' Deep",null,"LF",null,0]
["02550","C4",{"$f":"IF(I203>0,COUNTIF($I$6:I203,\">\"&0)*10,\"\")","v":""},"02550-C4-","18\" Pipe, HDPE (200psi), In Place Up to 6' Deep",null,"LF",null,0]
["02550","C4",{"$f":"IF(I204>0,COUNTIF($I$6:I204,\">\"&0)*10,\"\")","v":""},"02550-C4-","18\" Pipe, HDPE (200psi), In Place 6' to 10' Deep",null,"LF",null,0]
["02550","C4",{"$f":"IF(I205>0,COUNTIF($I$6:I205,\">\"&0)*10,\"\")","v":""},"02550-C4-","20\" Pipe, HDPE (200psi), In Place Up to 6' Deep",null,"LF",null,0]
["02550","C4",{"$f":"IF(I206>0,COUNTIF($I$6:I206,\">\"&0)*10,\"\")","v":""},"02550-C4-","20\" Pipe, HDPE (200psi), In Place 6' to 10' Deep",null,"LF",null,0]
["02550","C4",{"$f":"IF(I207>0,COUNTIF($I$6:I207,\">\"&0)*10,\"\")","v":""},"02550-C4-","24\" Pipe, HDPE (200psi), In Place Up to 6' Deep",null,"LF",null,0]
["02550","C4",{"$f":"IF(I208>0,COUNTIF($I$6:I208,\">\"&0)*10,\"\")","v":""},"02550-C4-","24\" Pipe, HDPE (200psi), In Place 6' to 10' Deep",null,"LF",null,{"$f":"H208*F208","v":0}]
["02550","C4",{"$f":"IF(I209>0,COUNTIF($I$6:I209,\">\"&0)*10,\"\")","v":""},"02550-C4-","16\" Pipe, DIP (Class 52), In Place Upto 6' Deep",null,"LF",null,0]
["02550","C4",{"$f":"IF(I210>0,COUNTIF($I$6:I210,\">\"&0)*10,\"\")","v":""},"02550-C4-","16\" Pipe, DIP (Class 52), In Place 6' to 10'  Deep",null,"LF",null,0]
["02550","C4",{"$f":"IF(I211>0,COUNTIF($I$6:I211,\">\"&0)*10,\"\")","v":""},"02550-C4-","18\" Pipe, DIP (Class 52), In Place Upto 6' Deep",null,"LF",null,0]
["02550","C4",{"$f":"IF(I212>0,COUNTIF($I$6:I212,\">\"&0)*10,\"\")","v":""},{"$f":"A212&\"-\"&B212&\"-\"&TEXT(C212,\"00000\")","v":"02550-C4-"},"18\" Pipe, DIP (Class 52), In Place 6' to 10'  Deep",null,"LF",null,0]
["02550","C4",{"$f":"IF(I213>0,COUNTIF($I$6:I213,\">\"&0)*10,\"\")","v":""},"02550-C4-","20\" Pipe, DIP (Class 52), In Place Upto 6' Deep",null,"LF",null,0]
["02550","C4",{"$f":"IF(I214>0,COUNTIF($I$6:I214,\">\"&0)*10,\"\")","v":""},"02550-C4-","20\" Pipe, DIP (Class 52), In Place 6' to 10'  Deep",null,"LF",null,0]
["02550","C4",{"$f":"IF(I215>0,COUNTIF($I$6:I215,\">\"&0)*10,\"\")","v":""},"02550-C4-","24\" Pipe, DIP (Class 52), In Place Upto 6' Deep",null,"LF",null,0]
["02550","C4",{"$f":"IF(I216>0,COUNTIF($I$6:I216,\">\"&0)*10,\"\")","v":""},"02550-C4-","24\" Pipe, DIP (Class 52), In Place 6' to 10'  Deep",null,"LF",null,0]
["02550","C4",{"$f":"IF(I217>0,COUNTIF($I$6:I217,\">\"&0)*10,\"\")","v":""},"02550-C4-","30\" Pipe, DIP (Class 52), In Place Upto 6' Deep",null,"LF",null,0]
["02550","C4",{"$f":"IF(I218>0,COUNTIF($I$6:I218,\">\"&0)*10,\"\")","v":""},"02550-C4-","30\" Pipe, DIP (Class 52), In Place 6' to 10'  Deep",null,"LF",null,0]
["02550","C4",{"$f":"IF(I219>0,COUNTIF($I$6:I219,\">\"&0)*10,\"\")","v":""},"02550-C4-","8\" Pipe, PVC ( Schedule 40 or SDR 35), In Place Upto 6' Deep",8,"LF",null,0]
["02550","C4",{"$f":"IF(I220>0,COUNTIF($I$6:I220,\">\"&0)*10,\"\")","v":""},"02550-C4-","Underdrain, Standard VDOT UD-1",null,"LF",null,0]
["02550","C4",{"$f":"IF(I221>0,COUNTIF($I$6:I221,\">\"&0)*10,\"\")","v":""},"02550-C4-","Underdrain, Standard VDOT UD-2",null,"LF",null,0]
["02550","C4",{"$f":"IF(I222>0,COUNTIF($I$6:I222,\">\"&0)*10,\"\")","v":""},"02550-C4-","Underdrain, Standard VDOT UD-4",null,"LF",null,0]
["02550","C4",{"$f":"IF(I223>0,COUNTIF($I$6:I223,\">\"&0)*10,\"\")","v":""},"02550-C4-","Combined Underdrain CD-1",null,"LF",null,0]
["02550","C4",{"$f":"IF(I224>0,COUNTIF($I$6:I224,\">\"&0)*10,\"\")","v":""},"02550-C4-","Combined Underdrain CD-2",null,"LF",null,0]
["02550","C4",{"$f":"IF(I225>0,COUNTIF($I$6:I225,\">\"&0)*10,\"\")","v":""},"02550-C4-","Endwall EW-12",null,"EA",null,0]
["02550","C4",{"$f":"IF(I226>0,COUNTIF($I$6:I226,\">\"&0)*10,\"\")","v":""},"02550-C4-","Abandon storm pipe in place (All material types, sizes and depths)",null,"LF",null,0]
["05500","C5",{"$f":"IF(I227>0,COUNTIF($I$6:I227,\">\"&0)*10,\"\")","v":""},"05500-C5-","Guardrail VDOT GR-2",null,"LF",null,0]
["05500","C5",{"$f":"IF(I228>0,COUNTIF($I$6:I228,\">\"&0)*10,\"\")","v":""},"05500-C5-","Guardrail VDOT GR-2A",null,"LF",null,0]
["05500","C5",{"$f":"IF(I229>0,COUNTIF($I$6:I229,\">\"&0)*10,\"\")","v":""},"05500-C5-","Guardrail VDOT GR-2, 7' post",null,"LF",null,0]
["05500","C5",{"$f":"IF(I230>0,COUNTIF($I$6:I230,\">\"&0)*10,\"\")","v":""},"05500-C5-","Guardrail VDOT GR-2, 8' post",null,"LF",null,0]
["05500","C5",{"$f":"IF(I231>0,COUNTIF($I$6:I231,\">\"&0)*10,\"\")","v":""},"05500-C5-","Guardrail Terminal Treatment, VDOT GR-6",null,"LF",null,0]
["05500","C5",{"$f":"IF(I232>0,COUNTIF($I$6:I232,\">\"&0)*10,\"\")","v":""},"05500-C5-","Guardrail Terminal Installation Site Preparation, VDOT GR-7",null,"EA",null,0]
["05500","C5",{"$f":"IF(I233>0,COUNTIF($I$6:I233,\">\"&0)*10,\"\")","v":""},"05500-C5-","Guardrail End Terminal Treatment, VDOT GR-11",null,"EA",null,0]
["05500","C5",{"$f":"IF(I234>0,COUNTIF($I$6:I234,\">\"&0)*10,\"\")","v":""},"05500-C5-","Fixed Object Attachment , VDOT GR-FOA-1",null,"EA",null,0]
["05500","C5",{"$f":"IF(I235>0,COUNTIF($I$6:I235,\">\"&0)*10,\"\")","v":""},"05500-C5-","Fixed Object Attachment , VDOT GR-FOA-2",null,"EA",null,0]
["05500","C5",{"$f":"IF(I236>0,COUNTIF($I$6:I236,\">\"&0)*10,\"\")","v":""},"05500-C5-","Remove existing Guardrail (All types)",null,"LF",null,0]
["05500","C5",{"$f":"IF(I237>0,COUNTIF($I$6:I237,\">\"&0)*10,\"\")","v":""},"05500-C5-","Reset existing Guardrail (All types)",null,"LF",null,0]
["02550","C6",{"$f":"IF(I238>0,COUNTIF($I$6:I238,\">\"&0)*10,\"\")","v":""},"02550-C6-","16-Inch Water Main, DIP CL-52, Upto 6' Deep",null,"LF",null,0]
["02550","C6",{"$f":"IF(I239>0,COUNTIF($I$6:I239,\">\"&0)*10,\"\")","v":""},"02550-C6-","16-Inch Water Main, DIP CL-52, > 6' Deep",null,"LF",null,0]
[{"$nulls":3},"02550-C4-","NS Trench Drain and Cover",7,"LF",null,0,{"$f":"SUM(I125:I240)","v":0}]
["02550","C4",{"$f":"IF(I241>0,COUNTIF($I$6:I241,\">\"&0)*10,\"\")","v":""},{"$f":"A241&\"-\"&B241&\"-\"&TEXT(C241,\"00000\")","v":"02550-C4-"},"Adjust Verizon Manhole to New Grade (Arlington County Detail S-2.5), Type A",null,"EA",null,0]
["WATER","AI",{"$f":"IF(I242>0,COUNTIF($I$6:I242,\">\"&0)*10,\"\")","v":""},"WATERMAIN & UTILITY WORK"]
["02550","C6",{"$f":"IF(I243>0,COUNTIF($I$6:I243,\">\"&0)*10,\"\")","v":""},"02550-C6-","12-Inch Water Main, DIP CL-52, Up to 6' Deep",null,"LF",null,0]
["02550","C6",{"$f":"IF(I244>0,COUNTIF($I$6:I244,\">\"&0)*10,\"\")","v":""},"02550-C6-","12-Inch Water Main, DIP CL-52, > 6' Deep",null,"LF",null,0]
["02550","C6",{"$f":"IF(I245>0,COUNTIF($I$6:I245,\">\"&0)*10,\"\")","v":""},"02550-C6-","8-Inch Water Main, DIP CL-52, Up to 6' Deep",null,"LF",null,0]
["02550","C6",{"$f":"IF(I246>0,COUNTIF($I$6:I246,\">\"&0)*10,\"\")","v":""},"02550-C6-","8-Inch Water Main, DIP CL-52, > 6' Deep",null,"LF",null,0]
["02550","C6",{"$f":"IF(I247>0,COUNTIF($I$6:I247,\">\"&0)*10,\"\")","v":""},"02550-C6-","Reset Existing Fire Hydrant",null,"EA",null,0]
["02550","C6",{"$f":"IF(I248>0,COUNTIF($I$6:I248,\">\"&0)*10,\"\")","v":""},"02550-C6-","6-Inch Water Main, DIP CL-53, Up to 6' Deep",17,"LF",null,0]
["02550","C6",{"$f":"IF(I249>0,COUNTIF($I$6:I249,\">\"&0)*10,\"\")","v":""},"02550-C6-","6-Inch Water Main, DIP CL-52, > 6' Deep",null,"LF",null,0]
["02550","C6",{"$f":"IF(I250>0,COUNTIF($I$6:I250,\">\"&0)*10,\"\")","v":""},"02550-C6-","4-Inch Water Main, DIP CL-53, Upto 6' Deep",null,"LF",null,0]
["02550","C6",{"$f":"IF(I251>0,COUNTIF($I$6:I251,\">\"&0)*10,\"\")","v":""},"02550-C6-","4-Inch Water Main, DIP CL-52, > 6' Deep",null,"LF",null,0]
["02550","C6",{"$f":"IF(I252>0,COUNTIF($I$6:I252,\">\"&0)*10,\"\")","v":""},"02550-C6-","16-Inch Gate Valve & Valve Box",null,"EA",null,0]
["02550","C6",{"$f":"IF(I253>0,COUNTIF($I$6:I253,\">\"&0)*10,\"\")","v":""},"02550-C6-","16-Inch Butterfly Valve & Valve Box",null,"EA",null,0]
["02550","C6",{"$f":"IF(I254>0,COUNTIF($I$6:I254,\">\"&0)*10,\"\")","v":""},"02550-C6-","14-Inch Gate Valve & Valve Box",null,"EA",null,0]
["02550","C6",{"$f":"IF(I255>0,COUNTIF($I$6:I255,\">\"&0)*10,\"\")","v":""},"02550-C6-","12-Inch Gate Valve & Valve Box",null,"EA",null,0]
["02550","C6",{"$f":"IF(I256>0,COUNTIF($I$6:I256,\">\"&0)*10,\"\")","v":""},"02550-C6-","8-Inch Gate Valve & Valve Box",null,"EA",null,0]
["02550","C6",{"$f":"IF(I257>0,COUNTIF($I$6:I257,\">\"&0)*10,\"\")","v":""},"02550-C6-","6-Inch Gate Valve & Valve Box",1,"EA",null,0]
["02550","C6",{"$f":"IF(I258>0,COUNTIF($I$6:I258,\">\"&0)*10,\"\")","v":""},"02550-C6-","4-Inch Gate Valve & Valve Box ",null,"LF",null,0]
["02550","C6",{"$f":"IF(I259>0,COUNTIF($I$6:I259,\">\"&0)*10,\"\")","v":""},"02550-C6-","Connect To Existing 16-Inch Water Main",null,"EA",null,0]
["02550","C6",{"$f":"IF(I260>0,COUNTIF($I$6:I260,\">\"&0)*10,\"\")","v":""},"02550-C6-","Connect To Existing 12-Inch Water Main",null,"EA",null,0]
["02550","C6",{"$f":"IF(I261>0,COUNTIF($I$6:I261,\">\"&0)*10,\"\")","v":""},"02550-C6-","Connect To Existing 8-Inch Water Main",1,"EA",null,0]
["02550","C6",{"$f":"IF(I262>0,COUNTIF($I$6:I262,\">\"&0)*10,\"\")","v":""},"02550-C6-","Connect To Existing 6-Inch Water Main",null,"EA",null,0]
["02550","C6",{"$f":"IF(I263>0,COUNTIF($I$6:I263,\">\"&0)*10,\"\")","v":""},"02550-C6-","Connect To Existing 4-Inch Water Main",null,"EA",null,0]
["02550","C6",{"$f":"IF(I264>0,COUNTIF($I$6:I264,\">\"&0)*10,\"\")","v":""},"02550-C6-","2-Inch Air Release Or Vacuum Valve In Concrete Manhole For All Diameter Of Water Mains",null,"EA",null,0]
["02550","C6",{"$f":"IF(I265>0,COUNTIF($I$6:I265,\">\"&0)*10,\"\")","v":""},"02550-C6-","2-Inch Blowoff Valve Assembly & Box",null,"LF",null,0]
["02550","C6",{"$f":"IF(I266>0,COUNTIF($I$6:I266,\">\"&0)*10,\"\")","v":""},"02550-C6-","Abandon/Remove Existing Fire Hydrant",1,"EA",null,0]
["02550","C6",{"$f":"IF(I267>0,COUNTIF($I$6:I267,\">\"&0)*10,\"\")","v":""},"02550-C6-","Remove And Reset Existing Fire Hydrant (Relocation To Be Added For FINAL Submission)",null,"EA",null,0]
["02550","C6",{"$f":"IF(I268>0,COUNTIF($I$6:I268,\">\"&0)*10,\"\")","v":""},"02550-C6-","Install New Fire Hydrant",1,"EA",null,0]
["02550","C6",{"$f":"IF(I269>0,COUNTIF($I$6:I269,\">\"&0)*10,\"\")","v":""},"02550-C6-","Fire Hydrant Vertical Extension",null,"EA",null,0]
["02550","C6",{"$f":"IF(I270>0,COUNTIF($I$6:I270,\">\"&0)*10,\"\")","v":""},"02550-C6-","Cut & Cap 16-Inch Water Main",null,"EA",null,0]
["02550","C6",{"$f":"IF(I271>0,COUNTIF($I$6:I271,\">\"&0)*10,\"\")","v":""},"02550-C6-","Cut & Cap 12-Inch Water Main",null,"EA",null,0]
["02550","C6",{"$f":"IF(I272>0,COUNTIF($I$6:I272,\">\"&0)*10,\"\")","v":""},"02550-C6-","Cut & Cap 10-Inch Water Main",null,"EA",null,0]
["02550","C6",{"$f":"IF(I273>0,COUNTIF($I$6:I273,\">\"&0)*10,\"\")","v":""},"02550-C6-","Cut & Cap 8-Inch Water Main",null,"EA",null,0]
["02550","C6",{"$f":"IF(I274>0,COUNTIF($I$6:I274,\">\"&0)*10,\"\")","v":""},"02550-C6-","Cut & Cap 6-Inch Water Main",null,"EA",null,0]
["02550","C6",{"$f":"IF(I275>0,COUNTIF($I$6:I275,\">\"&0)*10,\"\")","v":""},"02550-C6-","Cut & Cap 4-Inch Water Main",null,"EA",null,0]
["02550","C6",{"$f":"IF(I276>0,COUNTIF($I$6:I276,\">\"&0)*10,\"\")","v":""},"02550-C6-","Remove Existing Valve Boxes",null,"VF",null,{"$f":"H276*F276","v":0}]
["02550","C6",{"$f":"IF(I277>0,COUNTIF($I$6:I277,\">\"&0)*10,\"\")","v":""},"02550-C6-","4-Inch EZ Valve Insertion Valve And Box",null,"EA",null,0]
["02550","C6",{"$f":"IF(I278>0,COUNTIF($I$6:I278,\">\"&0)*10,\"\")","v":""},"02550-C6-","6-Inch EZ Valve Insertion Valve And Box",null,"EA",null,0]
["02550","C6",{"$f":"IF(I279>0,COUNTIF($I$6:I279,\">\"&0)*10,\"\")","v":""},{"$f":"A279&\"-\"&B279&\"-\"&TEXT(C279,\"00000\")","v":"02550-C6-"},"8-Inch EZ Valve Insertion Valve And Box",null,"EA",null,0]
["02550","C6",{"$f":"IF(I280>0,COUNTIF($I$6:I280,\">\"&0)*10,\"\")","v":""},"02550-C6-","12-Inch EZ Valve Insertion Valve And Box",null,"EA",null,0]
["02550","C6",{"$f":"IF(I281>0,COUNTIF($I$6:I281,\">\"&0)*10,\"\")","v":""},"02550-C6-","20\" x 16\" Tap/Sleeve on Iron Pipe, Valve & Valve Box",null,"EA",null,0]
["02550","C6",{"$f":"IF(I282>0,COUNTIF($I$6:I282,\">\"&0)*10,\"\")","v":""},"02550-C6-","20\" x 12\" Tap/Sleeve On Iron Pipe, Valve & Valve Box",null,"EA",null,0]
["02550","C6",{"$f":"IF(I283>0,COUNTIF($I$6:I283,\">\"&0)*10,\"\")","v":""},"02550-C6-","20\" x 8\" Tap/Sleeve On Iron Pipe, Valve & Valve Box",null,"EA",null,0]
["02550","C6",{"$f":"IF(I284>0,COUNTIF($I$6:I284,\">\"&0)*10,\"\")","v":""},"02550-C6-","16\" x 16\" Tap/Sleeve On Iron Pipe, Valve & Valve Box",null,"EA",null,0]
["02550","C6",{"$f":"IF(I285>0,COUNTIF($I$6:I285,\">\"&0)*10,\"\")","v":""},"02550-C6-","16\" x 12\" Tap/Sleeve On Iron Pipe, Valve & Valve Box",null,"EA",null,0]
["02550","C6",{"$f":"IF(I286>0,COUNTIF($I$6:I286,\">\"&0)*10,\"\")","v":""},"02550-C6-","16\" x 8\" Tap/Sleeve On Iron Pipe, Valve & Valve Box",null,"EA",null,0]
["02550","C6",{"$f":"IF(I287>0,COUNTIF($I$6:I287,\">\"&0)*10,\"\")","v":""},"02550-C6-","16\" x 16\" Tap/Sleeve On Iron Pipe, Valve & Valve Box",null,"EA",null,0]
["02550","C6",{"$f":"IF(I288>0,COUNTIF($I$6:I288,\">\"&0)*10,\"\")","v":""},"02550-C6-","16\" x 12\" Tap/Sleeve On Iron Pipe, Valve & Valve Box",null,"EA",null,0]
["02550","C6",{"$f":"IF(I289>0,COUNTIF($I$6:I289,\">\"&0)*10,\"\")","v":""},"02550-C6-","16\" x 8\" Tap/Sleeve On Iron Pipe, Valve & Valve Box",null,"EA",null,0]
["02550","C6",{"$f":"IF(I290>0,COUNTIF($I$6:I290,\">\"&0)*10,\"\")","v":""},"02550-C6-","12\" x 12\" Tap/Sleeve On Iron Pipe, Valve & Valve Box",null,"EA",null,0]
["02550","C6",{"$f":"IF(I291>0,COUNTIF($I$6:I291,\">\"&0)*10,\"\")","v":""},"02550-C6-","12\" x 8\" Tap/Sleeve On Iron Pipe, Valve & Valve Box",null,"EA",null,0]
["02550","C6",{"$f":"IF(I292>0,COUNTIF($I$6:I292,\">\"&0)*10,\"\")","v":""},"02550-C6-","8\" x 8\" Tap/Sleeve On Iron Pipe, Valve & Valve Box",null,"EA",null,0]
["02550","C6",{"$f":"IF(I293>0,COUNTIF($I$6:I293,\">\"&0)*10,\"\")","v":""},"02550-C6-","8\" x 6\" Tap/Sleeve On Iron Pipe, Valve & Valve Box",null,"EA",null,0]
["02550","C6",{"$f":"IF(I294>0,COUNTIF($I$6:I294,\">\"&0)*10,\"\")","v":""},"02550-C6-","6\" x 6\" Tap/Sleeve On Iron Pipe, Valve & Valve Box",null,"EA",null,0]
["02550","C6",{"$f":"IF(I295>0,COUNTIF($I$6:I295,\">\"&0)*10,\"\")","v":""},"02550-C6-","Abandon Existing Water Main (All sizes and depths)",null,"LF",null,0]
["02550","C6",{"$f":"IF(I296>0,COUNTIF($I$6:I296,\">\"&0)*10,\"\")","v":""},"02550-C6-","Water Meter Frame & Cover, Replace",null,"EA",null,0]
["02550","C6",{"$f":"IF(I297>0,COUNTIF($I$6:I297,\">\"&0)*10,\"\")","v":""},"02550-C6-","Water Meter Box vertical Adjustment to New Grade",null,"EA",null,0]
["02550","C6",{"$f":"IF(I298>0,COUNTIF($I$6:I298,\">\"&0)*10,\"\")","v":""},"02550-C6-","Water Valve Box vertical Adjustment to New Grade",4,"EA",null,0]
["02550","C6",{"$f":"IF(I299>0,COUNTIF($I$6:I299,\">\"&0)*10,\"\")","v":""},"02550-C6-","Gas Valve Box vertical Adjustment to New Grade",0,"EA",null,0]
["02550","C6",{"$f":"IF(I300>0,COUNTIF($I$6:I300,\">\"&0)*10,\"\")","v":""},"02550-C6-","Telecommunication Handhole Box Vertical Adjustment to New Grade",1,"EA",null,0,{"$f":"SUM(I248:I300)","v":0}]
["02550","C6",{"$f":"IF(I301>0,COUNTIF($I$6:I301,\">\"&0)*10,\"\")","v":""},"02550-C6-","Non-Freeze Boxed Ground Hydrant (with Locking Cover and Keys), Jay R. Smith or County approved equivalent (Excavation, Install Copper Tubing, Connect to County Water Meter, Install Ground Hydrant w/Compacted Pea Gravel, Backfill, and Surface Grade Restora",null,"EA",null,0]
["02550","C6",{"$f":"IF(I302>0,COUNTIF($I$6:I302,\">\"&0)*10,\"\")","v":""},"02550-C6-","PVC Pipe (4\"or 6\"), SDR 35 (less than 14' of cover), only when not included in other pay items",null,"LF",null,0]
["02550","C6",{"$f":"IF(I303>0,COUNTIF($I$6:I303,\">\"&0)*10,\"\")","v":""},"02550-C6-","PVC Pipe (4\" or 6\"), SDR 26 or stronger (14' to 20' of cover), only when not included in other pay items",null,"LF",null,0]
["02550","C6",{"$f":"IF(I304>0,COUNTIF($I$6:I304,\">\"&0)*10,\"\")","v":""},"02550-C6-","Abandon Existing Corporation Stop (TO BE PERFORMED AS DIRECTED BY THE COUNTY PROJECT OFFICER)",null,"EA",null,0]
["02550","C6",{"$f":"IF(I305>0,COUNTIF($I$6:I305,\">\"&0)*10,\"\")","v":""},"02550-C6-","Service Taps (TAP MAIN, INSTALL COPPER TUBING, INSTALL ANGLE VALVES, CORPORATION COCK, METER BOX AND METER YOKE/METER, CONNECT TO EXISTING PRIVATE SERVICE LINE, BACKFILL AND EXCAVATION)--UP TO 1O FT.",null,"EA",null,0]
["02550","C6",{"$f":"IF(I306>0,COUNTIF($I$6:I306,\">\"&0)*10,\"\")","v":""},"02550-C6-","Service Taps PER ADDITIONAL LINEAR FOOT OVER 10 FT.",null,"LF",null,0]
["02550","C6",{"$f":"IF(I307>0,COUNTIF($I$6:I307,\">\"&0)*10,\"\")","v":""},"02550-C6-","Service Re-Taps (TAP MAIN, INSTALL COPPER TUBING, CONNECT TO EXISTING SERVICE LINE, ABANDON CORPORATION COCK FROM EXISTING SERVICE LINE, BACKFILL AND EXCAVATION)-UP TO 10 FT.",null,"EA",null,0]
["02550","C6",{"$f":"IF(I308>0,COUNTIF($I$6:I308,\">\"&0)*10,\"\")","v":""},"02550-C6-","Service Re-Taps PER ADDITIONAL LINEAR FT. OVER 10 FT.",null,"LF",null,0]
["02550","C6",{"$f":"IF(I309>0,COUNTIF($I$6:I309,\">\"&0)*10,\"\")","v":""},"02550-C6-","Water Meter Relocations (INSTALL COPPER TUBING, CONNECT TO EXISTING COUNTY AND PRIVATE SERVICE LINES, PROVIDE NEW ANGLE VALVES, RELOCATE METER HOUSING AND METER YOKE, BACKFILL AND EXCAVATION)--UP TO 10 FT.",null,"EA",null,0]
["02550","C6",{"$f":"IF(I310>0,COUNTIF($I$6:I310,\">\"&0)*10,\"\")","v":""},"02550-C6-","Service Relocations PER ADDITIONAL LINEAR FOOT OVER 10 FT.",null,"LF",null,0]
["02550","C6",{"$f":"IF(I311>0,COUNTIF($I$6:I311,\">\"&0)*10,\"\")","v":""},"02550-C6-","Service Taps (TAP MAIN, INSTALL COPPER TUBING, INSTALL GATE VALVES, CORPORATION COCK, METER BOX AND METER, CONNECT TO EXISTING PRIVATE SERVICE LINE, BACKFILL AND EXCAVATION)--UP TO 1O FT.",null,"EA",null,0]
["02550","C6",{"$f":"IF(I312>0,COUNTIF($I$6:I312,\">\"&0)*10,\"\")","v":""},"02550-C6-","Service Taps PER ADDITIONAL LINEAR FOOT OVER 10 FT.",null,"LF",null,0]
["02550","C6",{"$f":"IF(I313>0,COUNTIF($I$6:I313,\">\"&0)*10,\"\")","v":""},"02550-C6-","Service Re-Taps (TAP MAIN, INSTALL COPPER TUBING, CONNECT TO EXISTING SERVICE LINE, ABANDON CORPORATION COCK FROM EXISTING SERVICE LINE, BACKFILL AND EXCAVATION)--UP TO 10 FT.",null,"EA",null,0]
["02550","C6",{"$f":"IF(I314>0,COUNTIF($I$6:I314,\">\"&0)*10,\"\")","v":""},"02550-C6-","Service Re-Taps PER ADDITIONAL LINEAR FOOT OVER 10 FT.",null,"LF",null,0]
["02550","C6",{"$f":"IF(I315>0,COUNTIF($I$6:I315,\">\"&0)*10,\"\")","v":""},"02550-C6-","Water Meter Relocations (INSTALL COPPER TUBING, CONNECT TO EXISTING COUNTY AND PRIVATE SERVICE LINES, PROVIDE NEW GATE VALVES, RELOCATE METER HOUSING AND METER, BACKFILL AND EXCAVATION)--UP TO 10 FT.",null,"EA",null,0]
["02550","C6",{"$f":"IF(I316>0,COUNTIF($I$6:I316,\">\"&0)*10,\"\")","v":""},"02550-C6-","Service Relocations PER ADDITIONAL LINEAR FOOT OVER 10 FT.",null,"LF",null,0]
["02510","C7",{"$f":"IF(I317>0,COUNTIF($I$6:I317,\">\"&0)*10,\"\")","v":""},"02510-C7-","Sanitary Sewer - 8\" PVC, SDR 35, DEPTH< 8’",null,"LF",null,0]
["02510","C7",{"$f":"IF(I318>0,COUNTIF($I$6:I318,\">\"&0)*10,\"\")","v":""},"02510-C7-","Sanitary Sewer - 8\" PVC, SDR 35, 8’ ≤ DEPTH < 14’",null,"LF",null,0]
["02510","C7",{"$f":"IF(I319>0,COUNTIF($I$6:I319,\">\"&0)*10,\"\")","v":""},"02510-C7-","Sanitary Sewer - 8\" PVC, SDR 26, DEPTH ≥ 14'",null,"LF",null,0]
["02510","C7",{"$f":"IF(I320>0,COUNTIF($I$6:I320,\">\"&0)*10,\"\")","v":""},"02510-C7-","Sanitary Sewer- 8\"DIP CLASS 52, DEPTH < 8'",null,"LF",null,0]
["02510","C7",{"$f":"IF(I321>0,COUNTIF($I$6:I321,\">\"&0)*10,\"\")","v":""},"02510-C7-","Sanitary Sewer- 8\"DIP CLASS 52, 8'≤ DEPTH <15'",null,"LF",null,0]
["02510","C7",{"$f":"IF(I322>0,COUNTIF($I$6:I322,\">\"&0)*10,\"\")","v":""},"02510-C7-","Sanitary Sewer- 8\"DIP CLASS 52, DEPTH >15'",null,"LF",null,0]
["02510","C7",{"$f":"IF(I323>0,COUNTIF($I$6:I323,\">\"&0)*10,\"\")","v":""},"02510-C7-","Sanitary Sewer - 10\" PVC, SDR 35, DEPTH< 8’",null,"LF",null,0]
["02510","C7",{"$f":"IF(I324>0,COUNTIF($I$6:I324,\">\"&0)*10,\"\")","v":""},"02510-C7-","Sanitary Sewer - 10\" PVC, SDR 35,  8’ ≤ DEPTH < 14'",null,"LF",null,0]
["02510","C7",{"$f":"IF(I325>0,COUNTIF($I$6:I325,\">\"&0)*10,\"\")","v":""},"02510-C7-","Sanitary Sewer - 10\" PVC, SDR 26, DEPTH ≥ 14'",null,"LF",null,0]
["02510","C7",{"$f":"IF(I326>0,COUNTIF($I$6:I326,\">\"&0)*10,\"\")","v":""},"02510-C7-","Sanitary Sewer- 10\"DIP CLASS 52, DEPTH < 8'",null,"LF",null,0]
["02510","C7",{"$f":"IF(I327>0,COUNTIF($I$6:I327,\">\"&0)*10,\"\")","v":""},"02510-C7-","Sanitary Sewer- 10\"DIP CLASS 52, 8'≤ DEPTH <15'",null,"LF",null,0]
["02510","C7",{"$f":"IF(I328>0,COUNTIF($I$6:I328,\">\"&0)*10,\"\")","v":""},"02510-C7-","Sanitary Sewer- 10\"DIP CLASS 52, DEPTH >15'",null,"LF",null,0]
["02510","C7",{"$f":"IF(I329>0,COUNTIF($I$6:I329,\">\"&0)*10,\"\")","v":""},"02510-C7-","Sanitary Sewer - 12\" PVC, SDR 35, DEPTH< 8’",null,"LF",null,0]
["02510","C7",{"$f":"IF(I330>0,COUNTIF($I$6:I330,\">\"&0)*10,\"\")","v":""},"02510-C7-","Sanitary Sewer - 12\" PVC, SDR 35, 8’ ≤ DEPTH < 14'",null,"LF",null,0]
["02510","C7",{"$f":"IF(I331>0,COUNTIF($I$6:I331,\">\"&0)*10,\"\")","v":""},"02510-C7-","Sanitary Sewer - 12\" PVC, SDR 26,  DEPTH ≥ 14'",null,"LF",null,0]
["02510","C7",{"$f":"IF(I332>0,COUNTIF($I$6:I332,\">\"&0)*10,\"\")","v":""},"02510-C7-","Sanitary Sewer- 12\"DIP CLASS 52, DEPTH < 8'",null,"LF",null,0]
["02510","C7",{"$f":"IF(I333>0,COUNTIF($I$6:I333,\">\"&0)*10,\"\")","v":""},"02510-C7-","Sanitary Sewer- 12\"DIP CLASS 52, 8'≤ DEPTH <15'",null,"LF",null,0]
["02510","C7",{"$f":"IF(I334>0,COUNTIF($I$6:I334,\">\"&0)*10,\"\")","v":""},"02510-C7-","Sanitary Sewer- 12\"DIP CLASS 52, DEPTH >15'",null,"LF",null,0]
["02510","C7",{"$f":"IF(I335>0,COUNTIF($I$6:I335,\">\"&0)*10,\"\")","v":""},"02510-C7-","Boring And Jacking 18\" TO 24\" Casing Pipe With 8\" TO 12\" Carrier Pipe PER Arlington County SPECIFICATION SECTION 02951 AND DETAIL M-4.0",null,"LF",null,0]
["02510","C7",{"$f":"IF(I336>0,COUNTIF($I$6:I336,\">\"&0)*10,\"\")","v":""},"02510-C7-","Manhole - Precast Concrete, 4' ID, DEPTH <  8'",null,"VF",null,0]
["02510","C7",{"$f":"IF(I337>0,COUNTIF($I$6:I337,\">\"&0)*10,\"\")","v":""},"02510-C7-","Manhole-Precast Concrete 4' I.D. DEPTH > 8', PER ADDITIONAL VF OVER 8' ",null,"VF",null,0]
["02510","C7",{"$f":"IF(I338>0,COUNTIF($I$6:I338,\">\"&0)*10,\"\")","v":""},"02510-C7-","Manhole-Precast Concrete 5' I.D. DEPTH < 8' ",null,"VF",null,0]
["02510","C7",{"$f":"IF(I339>0,COUNTIF($I$6:I339,\">\"&0)*10,\"\")","v":""},"02510-C7-","Manhole-Precast Concrete 5' I.D. DEPTH > 8', PER ADDITIONAL VF OVER 8' ",null,"VF",null,0]
["02510","C7",{"$f":"IF(I340>0,COUNTIF($I$6:I340,\">\"&0)*10,\"\")","v":""},"02510-C7-","Manhole-Construct Over Existing Sewer, Arlington County DRAWING S-2.2 (PAYMENT SHALL BE FOR DOGHOUSE BASE AND REMAINDER OF MANHOLE SHALL BE PAID UNDER VF PRICES FOR MANHOLES PER ITEM 20 TO 23 ABOVE)",null,"EA",null,0]
["02510","C7",{"$f":"IF(I341>0,COUNTIF($I$6:I341,\">\"&0)*10,\"\")","v":""},"02510-C7-","Abandon Existing Manhole",null,"EA",null,{"$f":"H341*F341","v":0}]
["02510","C7",{"$f":"IF(I342>0,COUNTIF($I$6:I342,\">\"&0)*10,\"\")","v":""},"02510-C7-","Connect To Existing Sanitary Manhole",null,"EA",null,0]
["02510","C7",{"$f":"IF(I343>0,COUNTIF($I$6:I343,\">\"&0)*10,\"\")","v":""},{"$f":"A343&\"-\"&B343&\"-\"&TEXT(C343,\"00000\")","v":"02510-C7-"},"Sanitary Sewer House Laterals(IN ACCORDANCE WITH Arlington County CONSTRUCTION STANDARDS AND SPECIFICATIONS SECTION 02510, PART 3, ITEM 3.5) ",null,"LF",null,0]
["SANIT","RY",{"$f":"IF(I344>0,COUNTIF($I$6:I344,\">\"&0)*10,\"\")","v":""},"SANITARY SEWER WORK"]
["02510","C7",{"$f":"IF(I345>0,COUNTIF($I$6:I345,\">\"&0)*10,\"\")","v":""},"02510-C7-","Adjust Sanitary Manhole to New Grade (Arlington County Detail S-2.5), Type A",1,"EA",null,0,{"$f":"SUM(I345)","v":0}]
["02510","C7",{"$f":"IF(I346>0,COUNTIF($I$6:I346,\">\"&0)*10,\"\")","v":""},"02510-C7-","Adjust Sanitary Manhole to New Grade (Arlington County Detail S-2.5), Type B",null,"EA",null,0]
["02510","C7",{"$f":"IF(I347>0,COUNTIF($I$6:I347,\">\"&0)*10,\"\")","v":""},"02510-C7-","Adjust Sanitary Manhole to New Grade (Arlington County Detail S-2.5), Type C",null,"EA",null,0]
["02510","C7",{"$f":"IF(I348>0,COUNTIF($I$6:I348,\">\"&0)*10,\"\")","v":""},"02510-C7-","Bypass System With 4-Inch Pump",null,"DAY",null,0]
["02510","C7",{"$f":"IF(I349>0,COUNTIF($I$6:I349,\">\"&0)*10,\"\")","v":""},"02510-C7-","Bypass System With 4-Inch Silenced Pump",null,"DAY",null,0]
["13160","C8",{"$f":"IF(I350>0,COUNTIF($I$6:I350,\">\"&0)*10,\"\")","v":""},{"$f":"A350&\"-\"&B350&\"-\"&TEXT(C350,\"00000\")","v":"13160-C8-"},"NS Sign Panel",null,"SF",null,{"$f":"H350*F350","v":0}]
["13170","C9",{"$f":"IF(I351>0,COUNTIF($I$6:I351,\">\"&0)*10,\"\")","v":""},"13170-C9-","Furnish and Install 2 Inch Steel Conduit and Fittings",null,"LF",null,0]
["13170","C9",{"$f":"IF(I352>0,COUNTIF($I$6:I352,\">\"&0)*10,\"\")","v":""},"13170-C9-","Furnish and Install 2 Inch Conduit Riser",null,"LF",null,0]
["13170","C9",{"$f":"IF(I353>0,COUNTIF($I$6:I353,\">\"&0)*10,\"\")","v":""},"13170-C9-","Trenching - Asphalt",null,"LF",null,0]
["13170","C9",{"$f":"IF(I354>0,COUNTIF($I$6:I354,\">\"&0)*10,\"\")","v":""},"13170-C9-","Trenching - Exposed Concrete Roadway",null,"LF",null,0]
["13170","C9",{"$f":"IF(I355>0,COUNTIF($I$6:I355,\">\"&0)*10,\"\")","v":""},"13170-C9-","Trenching - Earth",null,"LF",null,{"$f":"H355*F355","v":0}]
["13170","C9",{"$f":"IF(I356>0,COUNTIF($I$6:I356,\">\"&0)*10,\"\")","v":""},"13170-C9-","Boring 1-2\" Conduit Sch 40",null,"LF",null,0]
["13170","C9",{"$f":"IF(I357>0,COUNTIF($I$6:I357,\">\"&0)*10,\"\")","v":""},"13170-C9-","Furnish and Install Junction Box and Cover",null,"EA",null,0]
["13170","C9",{"$f":"IF(I358>0,COUNTIF($I$6:I358,\">\"&0)*10,\"\")","v":""},"13170-C9-","Drill and Prepare Existing Foundation to Install Anchor Bolt",null,"EA",null,0]
["13170","C9",{"$f":"IF(I359>0,COUNTIF($I$6:I359,\">\"&0)*10,\"\")","v":""},"13170-C9-","Re-Enter Existing Junction Box",null,"EA",null,0]
["13170","C9",{"$f":"IF(I360>0,COUNTIF($I$6:I360,\">\"&0)*10,\"\")","v":""},"13170-C9-","Demolish Existing Foundation",null,"EA",null,0]
["13170","C9",{"$f":"IF(I361>0,COUNTIF($I$6:I361,\">\"&0)*10,\"\")","v":""},"13170-C9-","Install Streetlight Pole Concrete Foundation (24\" Diameter and 48\" Deep)",null,"EA",null,0]
["13170","C9",{"$f":"IF(I362>0,COUNTIF($I$6:I362,\">\"&0)*10,\"\")","v":""},"13170-C9-","Install Streetlight Pole Concrete Foundation (30\" Diameter and 96\" Deep)",null,"EA",null,0]
["13170","C9",{"$f":"IF(I363>0,COUNTIF($I$6:I363,\">\"&0)*10,\"\")","v":""},"13170-C9-","Furnish and Install Shallow Depth Foundation",null,"EA",null,0]
["13170","C9",{"$f":"IF(I364>0,COUNTIF($I$6:I364,\">\"&0)*10,\"\")","v":""},"13170-C9-","Demolish Existing Foundation",null,"EA",null,0]
["13170","C9",{"$f":"IF(I365>0,COUNTIF($I$6:I365,\">\"&0)*10,\"\")","v":""},"13170-C9-","Furnish and Install Service Disconnect, Contactor, and Meter Pan",null,"EA",null,0]
["13170","C9",{"$f":"IF(I366>0,COUNTIF($I$6:I366,\">\"&0)*10,\"\")","v":""},"13170-C9-","Furnish and Install Meter Pedestal (STLT)",null,"EA",null,0]
["13170","C9",{"$f":"IF(I367>0,COUNTIF($I$6:I367,\">\"&0)*10,\"\")","v":""},"13170-C9-","Furnish & Install Streetlight Pole - Direct Buried",null,"EA",null,0]
["13170","C9",{"$f":"IF(I368>0,COUNTIF($I$6:I368,\">\"&0)*10,\"\")","v":""},"13170-C9-","Furnish & Install Streetlight Pole - On Foundation",null,"EA",null,0]
["13170","C9",{"$f":"IF(I369>0,COUNTIF($I$6:I369,\">\"&0)*10,\"\")","v":""},"13170-C9-","Furnish & Install #6 CU Service Wire     ",null,"LF",null,0]
["13170","C9",{"$f":"IF(I370>0,COUNTIF($I$6:I370,\">\"&0)*10,\"\")","v":""},"13170-C9-","Furnish & Install UF Cable with # 12 2C with/Ground in Conduit",null,"LF",null,0]
["13170","C9",{"$f":"IF(I371>0,COUNTIF($I$6:I371,\">\"&0)*10,\"\")","v":""},"13170-C9-","Furnish & Install # 6 Copper Cable",null,"LF",null,0]
["13170","C9",{"$f":"IF(I372>0,COUNTIF($I$6:I372,\">\"&0)*10,\"\")","v":""},"13170-C9-","Remove and Dispose Streetlight Fixture",null,"EA",null,0]
["13170","C9",{"$f":"IF(I373>0,COUNTIF($I$6:I373,\">\"&0)*10,\"\")","v":""},"13170-C9-","Furnish & Install Carlyle Streetlight (Per Head) with Radio Unit (Single Globe)",null,"EA",null,0]
["13170","C9",{"$f":"IF(I374>0,COUNTIF($I$6:I374,\">\"&0)*10,\"\")","v":""},"13170-C9-","Furnish & Install Carlyle Streetlight (Per Head) with Radio Unit (Double Globe)",null,"EA",null,0]
["13170","C9",{"$f":"IF(I375>0,COUNTIF($I$6:I375,\">\"&0)*10,\"\")","v":""},"13170-C9-","Furnish & Install Cobrahead Streetlight Luminaire (Per Head) ",null,"EA",null,0]
["13170","C9",{"$f":"IF(I376>0,COUNTIF($I$6:I376,\">\"&0)*10,\"\")","v":""},"13170-C9-","Furnish & Install Tear Drop Streetlight Luminaire (Per Head)",null,"EA",null,0]
["13170","C9",{"$f":"IF(I377>0,COUNTIF($I$6:I377,\">\"&0)*10,\"\")","v":""},"13170-C9-","Furnish & Install Luminaire Arm on Signal/Cobra Pole",null,"EA",null,0]
["13170","C9",{"$f":"IF(I378>0,COUNTIF($I$6:I378,\">\"&0)*10,\"\")","v":""},"13170-C9-","Streetlight Pole Removal  - Metal Pole",null,"EA",null,0]
["13170","C9",{"$f":"IF(I379>0,COUNTIF($I$6:I379,\">\"&0)*10,\"\")","v":""},"13170-C9-","Streetlight Pole Removal - Direct Buried",null,"EA",null,0]
["13170","C9",{"$f":"IF(I380>0,COUNTIF($I$6:I380,\">\"&0)*10,\"\")","v":""},"13170-C9-","Pull Cable in Conduit",null,"LF",null,0]
["13170","C9",{"$f":"IF(I381>0,COUNTIF($I$6:I381,\">\"&0)*10,\"\")","v":""},"13170-C9-","Remove Existing Cable from Conduit",null,"LF",null,0]
["TRAFF","C ",{"$f":"IF(I382>0,COUNTIF($I$6:I382,\">\"&0)*10,\"\")","v":""},"TRAFFIC SIGNAL WORK"]
["13160","C8",{"$f":"IF(I383>0,COUNTIF($I$6:I383,\">\"&0)*10,\"\")","v":""},{"$f":"A383&\"-\"&B383&\"-\"&TEXT(C383,\"00000\")","v":"13160-C8-"},"Traffic Signal Upgrade at Williamsburg Blvd & N Westmoreland St (As outlined in the plans)",1,"LS",null,{"$f":"F383*H383","v":0},{"$f":"SUM(I383)","v":0}]
["13160","C8",{"$f":"IF(I384>0,COUNTIF($I$29:I384,\">\"&0)*10,\"\")","v":""},{"$f":"A384&\"-\"&B384&\"-\"&TEXT(C384,\"00000\")","v":"13160-C8-"},"Furnish and Install 52' Mast Arm (Non-Ornamental) (Arlington Section 13162)",null,"EA",null,{"$f":"H384*F384","v":0}]
["13160","C8",{"$f":"IF(I385>0,COUNTIF($I$29:I385,\">\"&0)*10,\"\")","v":""},"13160-C8-","Install Pole Foundation - 3 Ft Diameter by 12.5 Ft Depth (Design #1, Arlington Section 13166)",null,"EA",null,0]
[{"$nulls":3},"--00000","Furnish and Install 45' Mast Arm (Non-Ornamental) (Arlington Section 13162)",null,"EA",null,0]
["13160","C8",{"$f":"IF(I387>0,COUNTIF($I$6:I387,\">\"&0)*10,\"\")","v":""},"13160-C8-","Furnish and Install 55' Mast Arm (Non-Ornamental) (Arlington Section 13162)",null,"EA",null,0]
["PAVEM","NT",{"$f":"IF(I388>0,COUNTIF($I$6:I388,\">\"&0)*10,\"\")","v":""},"PAVEMENT MARKING & SIGNAGE WORK"]
["02900","C1",{"$f":"IF(I389>0,COUNTIF($I$6:I389,\">\"&0)*10,\"\")","v":""},"02900-C1-","Traffic Control Sign (Typical Stop, Yield, No Parking, Speed Limit, or Similar), Install per Detail SG-1.0",6,"EA",null,0]
["02900","C1",{"$f":"IF(I390>0,COUNTIF($I$6:I390,\">\"&0)*10,\"\")","v":""},"02900-C1-","Traffic Control Sign (Typical Stop, Yield, No Parking, Speed Limit, or Similar), Remove and Dispose",4,"EA",null,0]
["02900","C1",{"$f":"IF(I391>0,COUNTIF($I$6:I391,\">\"&0)*10,\"\")","v":""},"02900-C1-","Four (4) Inch White or Yellow Longitudinal Solid Line",240,"LF",null,0]
["02900","C1",{"$f":"IF(I392>0,COUNTIF($I$6:I392,\">\"&0)*10,\"\")","v":""},"02900-C1-","Six (6) Inch White or Yellow Longitudinal Solid Line",10,"LF",null,0]
["13160","C8",{"$f":"IF(I393>0,COUNTIF($I$6:I393,\">\"&0)*10,\"\")","v":""},"13160-C8-","Eighteen (18) Inch White or Yellow Transverse Solid Line (Note: used for stop bars)",95,"LF",null,0]
["02900","C1",{"$f":"IF(I394>0,COUNTIF($I$6:I394,\">\"&0)*10,\"\")","v":""},"02900-C1-","Twenty Four (24) Inch White or Yellow Transverse or Diagonal Solid Lines ",480,"LF",null,0]
["02900","C1",{"$f":"IF(I395>0,COUNTIF($I$6:I395,\">\"&0)*10,\"\")","v":""},"02900-C1-","Single Arrows",1,"EA",null,0]
["02900","C1",{"$f":"IF(I396>0,COUNTIF($I$6:I396,\">\"&0)*10,\"\")","v":""},"02900-C1-","Standard Bicycle Symbols (MUTCD, Chapter 9C, Figure 9C-3), \"Bike Symbol\", \"Helmeted Bicyclist Symbol\"",2,"EA",null,0,{"$f":"SUM(I389:I396)","v":0}]
["02900","C1",{"$f":"IF(I397>0,COUNTIF($I$6:I397,\">\"&0)*10,\"\")","v":""},"02900-C1-","Combination Arrows",null,"EA",null,0]
["02900","C1",{"$f":"IF(I398>0,COUNTIF($I$29:I398,\">\"&0)*10,\"\")","v":""},"02900-C1-","Removal of Existing Longitudinal Lines (Four (4) Inch Width)",null,"LF",null,0]
["13160","C8",{"$f":"IF(I399>0,COUNTIF($I$29:I399,\">\"&0)*10,\"\")","v":""},"13160-C8-","Removal of Existing Longitudinal Lines (Eighteen (18) Inch Width)",null,"LF",null,0]
["13160","C8",{"$f":"IF(I400>0,COUNTIF($I$29:I400,\">\"&0)*10,\"\")","v":""},"13160-C8-","Removal of Existing Longitudinal Lines (Twenty Four (24) Inch Width)",null,"LF",null,0]
["GENER","L ",{"$f":"IF(I401>0,COUNTIF($I$6:I401,\">\"&0)*10,\"\")","v":""},"GENERAL & MISCELLANEOUS"]
["02200","C1",{"$f":"IF(I402>0,COUNTIF($I$6:I402,\">\"&0)*10,\"\")","v":""},"02200-C1-","Topsoil",10,"CY",null,{"$f":"H402*F402","v":0}]
["02801","C1",{"$f":"IF(I403>0,COUNTIF($I$6:I403,\">\"&0)*10,\"\")","v":""},"02801-C1-","Sod, Zoysia",120,"SY",null,{"$f":"H403*F403","v":0}]
["01500","C1",{"$f":"IF(I404>0,COUNTIF($I$6:I404,\">\"&0)*10,\"\")","v":""},"01500-C1-","Storm Drain Inlet Protection, Block & Gravel Curb Inlet Application (per Virginia Erosion & Sediment Control Handbook Standard & Specification 3.07)",11,"EA",null,{"$f":"H404*F404","v":0}]
["01500","C1",{"$f":"IF(I405>0,COUNTIF($I$6:I405,\">\"&0)*10,\"\")","v":""},"01500-C1-","Culvert Inlet Protection, Silt Fence Application (per Virginia Erosion & Sediment Control Handbook Standard & Specification 3.08)",null,"EA",null,0]
["01500","C1",{"$f":"IF(I406>0,COUNTIF($I$6:I406,\">\"&0)*10,\"\")","v":""},"01500-C1-","Culvert Inlet Protection, Stone Combination Application (per Virginia Erosion & Sediment Control Handbook Standard & Specification 3.08)",null,"EA",null,0]
["01500","C1",{"$f":"IF(I407>0,COUNTIF($I$6:I407,\">\"&0)*10,\"\")","v":""},"01500-C1-","Temporary Diversion Dike (per Virginia Erosion & Sediment Control Handbook Standard & Specification 3.09)",null,"LF",null,0]
["01500","C1",{"$f":"IF(I408>0,COUNTIF($I$6:I408,\">\"&0)*10,\"\")","v":""},"01500-C1-","Rock Check Dam (per Virginia Erosion & Sediment Control Handbook Standard & Specification 3.20)",null,"EA",null,0]
["01500","C1",{"$f":"IF(I409>0,COUNTIF($I$6:I409,\">\"&0)*10,\"\")","v":""},"01500-C1-","Dewatering Structure (per Virginia Erosion & Sediment Control Handbook Standard & Specification 3.26)",null,"EA",null,0]
["01500","C1",{"$f":"IF(I410>0,COUNTIF($I$6:I410,\">\"&0)*10,\"\")","v":""},"01500-C1-","6' Chain Link Tree Protection Fence (per Arlington County DPR Standard 02231.1)",null,"LF",null,0]
["01500","C1",{"$f":"IF(I411>0,COUNTIF($I$6:I411,\">\"&0)*10,\"\")","v":""},"01500-C1-","4' Chain Link Tree Protection Fence (per Arlington County DPR Standard 02231.2)",null,"LF",null,0]
["01500","C1",{"$f":"IF(I412>0,COUNTIF($I$6:I412,\">\"&0)*10,\"\")","v":""},"01500-C1-","Root Pruning (per Arlington County DPR Standard 02231.5)",null,"LF",null,0]
["01500","C1",{"$f":"IF(I413>0,COUNTIF($I$6:I413,\">\"&0)*10,\"\")","v":""},"01500-C1-","Tree Protection, Fencing and Amoring Applications (per Virginia Erosion & Sediment Control Handbook Standard & Specification 3.38)",45,"LF",null,0]
["01400","C1",{"$f":"IF(I414>0,COUNTIF($I$6:I414,\">\"&0)*10,\"\")","v":""},"01400-C1-","Materials Testing, all types combined, (per Section II Special Conditions, Paragraph X)",null,"DAY",null,{"$f":"H414*F414","v":0}]
["01000","C1",{"$f":"IF(I415>0,COUNTIF($I$6:I415,\">\"&0)*10,\"\")","v":""},"01000-C1-","Foreman With Pick-up Truck",null,"Hourly",null,0]
["01000","C1",{"$f":"IF(I416>0,COUNTIF($I$6:I416,\">\"&0)*10,\"\")","v":""},"01000-C1-","Backhoe With Operator",null,"Hourly",null,0]
["01000","C1",{"$f":"IF(I417>0,COUNTIF($I$6:I417,\">\"&0)*10,\"\")","v":""},"01000-C1-","Loader With Operator",null,"Hourly",null,0]
["01000","C1",{"$f":"IF(I418>0,COUNTIF($I$6:I418,\">\"&0)*10,\"\")","v":""},"01000-C1-","Tandem/Tri-Axle Dump Truck With Driver",null,"Hourly",null,0]
["01000","C1",{"$f":"IF(I419>0,COUNTIF($I$6:I419,\">\"&0)*10,\"\")","v":""},"01000-C1-","Single Axle Dump Truck With Driver",null,"Hourly",null,0]
["01000","C1",{"$f":"IF(I420>0,COUNTIF($I$6:I420,\">\"&0)*10,\"\")","v":""},"01000-C1-","Labor - Pipe Layer",null,"Hourly",null,0]
["01000","C1",{"$f":"IF(I421>0,COUNTIF($I$6:I421,\">\"&0)*10,\"\")","v":""},"01000-C1-","Labor - Concrete Finisher",null,"Hourly",null,0]
["01000","C1",{"$f":"IF(I422>0,COUNTIF($I$6:I422,\">\"&0)*10,\"\")","v":""},"01000-C1-","Labor - Manhole Builder",null,"Hourly",null,0]
["01000","C1",{"$f":"IF(I423>0,COUNTIF($I$6:I423,\">\"&0)*10,\"\")","v":""},"01000-C1-","Labor - Skilled",null,"Hourly",null,0]
["01000","C1",{"$f":"IF(I424>0,COUNTIF($I$6:I424,\">\"&0)*10,\"\")","v":""},"01000-C1-","Labor - Unskilled",null,"Hourly",null,0]
["01000","C1",{"$f":"IF(I425>0,COUNTIF($I$6:I425,\">\"&0)*10,\"\")","v":""},"01000-C1-","Flagman",null,"Hourly",null,0]
["01000","C1",{"$f":"IF(I426>0,COUNTIF($I$6:I426,\">\"&0)*10,\"\")","v":""},"01000-C1-","Misc. Equipment Operator",null,"Hourly",null,0]
["01000","C1",{"$f":"IF(I427>0,COUNTIF($I$6:I427,\">\"&0)*10,\"\")","v":""},"01000-C1-","Rubber Tire Loader",null,"Hourly",null,0]
["01000","C1",{"$f":"IF(I428>0,COUNTIF($I$6:I428,\">\"&0)*10,\"\")","v":""},"01000-C1-","Skid Steer Loader",null,"Hourly",null,0]
["01000","C1",{"$f":"IF(I429>0,COUNTIF($I$6:I429,\">\"&0)*10,\"\")","v":""},{"$f":"A429&\"-\"&B429&\"-\"&TEXT(C429,\"00000\")","v":"01000-C1-"},"Track Excavator",null,"Hourly",null,0]
["01000","C1",{"$f":"IF(I430>0,COUNTIF($I$6:I430,\">\"&0)*10,\"\")","v":""},"01000-C1-","Air Compressor With Tools",null,"Hourly",null,0]
["01000","C1",{"$f":"IF(I431>0,COUNTIF($I$6:I431,\">\"&0)*10,\"\")","v":""},"01000-C1-","Tool Truck or Trailer",null,"Hourly",null,0]
["01000","C1",{"$f":"IF(I432>0,COUNTIF($I$6:I432,\">\"&0)*10,\"\")","v":""},"01000-C1-","Trench Compactor",null,"Hourly",null,0]
["01000","C1",{"$f":"IF(I433>0,COUNTIF($I$6:I433,\">\"&0)*10,\"\")","v":""},"01000-C1-","Pavement Breaker",null,"Hourly",null,0]
["01000","C1",{"$f":"IF(I434>0,COUNTIF($I$6:I434,\">\"&0)*10,\"\")","v":""},"01000-C1-","Welding (Includes All Labor And Equipment)",null,"Hourly",null,0]
["01000","C1",{"$f":"IF(I435>0,COUNTIF($I$6:I435,\">\"&0)*10,\"\")","v":""},"01000-C1-","Lighting With Generator",null,"Hourly",null,0]
["01000","C1",{"$f":"IF(I436>0,COUNTIF($I$6:I436,\">\"&0)*10,\"\")","v":""},"01000-C1-","Roadway Steel Plates - EA ",null,"DAY",null,0]
["01000","C1",{"$f":"IF(I437>0,COUNTIF($I$6:I437,\">\"&0)*10,\"\")","v":""},"01000-C1-","Excavation Trench Box - EA",null,"DAY",null,0]
["01000","C1",{"$f":"IF(I438>0,COUNTIF($I$6:I438,\">\"&0)*10,\"\")","v":""},"01000-C1-","Electronic Arrow Board",null,"Hourly",null,0]
["01000","C1",{"$f":"IF(I439>0,COUNTIF($I$6:I439,\">\"&0)*10,\"\")","v":""},"01000-C1-","Furnish and Install 55' Mast Arm (Non-Ornamental) (Arlington Section 13162)",null,"DAY",null,0]
["01000","C1",{"$f":"IF(I440>0,COUNTIF($I$6:I440,\">\"&0)*10,\"\")","v":""},"01000-C1-","Boom Truck",null,"Hourly",null,0]
["01000","C1",{"$f":"IF(I441>0,COUNTIF($I$6:I441,\">\"&0)*10,\"\")","v":""},"01000-C1-","Tractor Trailer",null,"Hourly",null,0]
["01000","C1",{"$f":"IF(I442>0,COUNTIF($I$6:I442,\">\"&0)*10,\"\")","v":""},"01000-C1-","4\" or Greater Dewatering Pump",null,"DAY",null,0]
["01000","C1",{"$f":"IF(I443>0,COUNTIF($I$6:I443,\">\"&0)*10,\"\")","v":""},"01000-C1-","Tapping Machine",null,"Hourly",null,0]
["01000","C1",{"$f":"IF(I444>0,COUNTIF($I$6:I444,\">\"&0)*10,\"\")","v":""},"01000-C1-","Jack Hammer",null,"Hourly",null,0]
["01000","C1",{"$f":"IF(I445>0,COUNTIF($I$6:I445,\">\"&0)*10,\"\")","v":""},"01000-C1-","Pipe Layer",null,"Hourly",null,0]
["01000","C1",{"$f":"IF(I446>0,COUNTIF($I$6:I446,\">\"&0)*10,\"\")","v":""},"01000-C1-","Pipe Layer Helper",null,"Hourly",null,0]
["01000","C1",{"$f":"IF(I447>0,COUNTIF($I$6:I447,\">\"&0)*10,\"\")","v":""},"01000-C1-","1st Class Lineman",null,"Hourly",null,0]
["01000","C1",{"$f":"IF(I448>0,COUNTIF($I$6:I448,\">\"&0)*10,\"\")","v":""},"01000-C1-","3rd Class Lineman",null,"Hourly",null,0]
["01000","C1",{"$f":"IF(I449>0,COUNTIF($I$6:I449,\">\"&0)*10,\"\")","v":""},"01000-C1-","Utility Truck w/ Tools",null,"Hourly",null,0]
["01000","C1",{"$f":"IF(I450>0,COUNTIF($I$6:I450,\">\"&0)*10,\"\")","v":""},"01000-C1-","Pole Truck w/ Operator",null,"Hourly",null,0]
["01000","C1",{"$f":"IF(I451>0,COUNTIF($I$6:I451,\">\"&0)*10,\"\")","v":""},"01000-C1-","Aerial Lift Truck w/ Operator",null,"Hourly",null,0]
["01000","C1",{"$f":"IF(I452>0,COUNTIF($I$6:I452,\">\"&0)*10,\"\")","v":""},"01000-C1-","Air Compressor w/Air Tools",null,"Hourly",null,0]
["01000","C1",{"$f":"IF(I453>0,COUNTIF($I$6:I453,\">\"&0)*10,\"\")","v":""},"01000-C1-","Pole Trailer",null,"Hourly",null,0]
["01000","C1",{"$f":"IF(I454>0,COUNTIF($I$6:I454,\">\"&0)*10,\"\")","v":""},"01000-C1-","Cable Trailer",null,"Hourly",null,0]
["01000","C1",{"$f":"IF(I455>0,COUNTIF($I$6:I455,\">\"&0)*10,\"\")","v":""},"01000-C1-","Maintenance of Traffic (MOT) - Misc",null,"LS",null,0]
["01000","C1",{"$f":"IF(I456>0,COUNTIF($I$6:I456,\">\"&0)*10,\"\")","v":""},"01000-C1-","Re-Mobilization",null,"LS",null,0]
["02750","M1",{"$f":"IF(I457>0,COUNTIF($I$6:I457,\">\"&0)*10,\"\")","v":""},"02750-M1-","Concrete Curb, Standard Header Curb C-3 (Detail R-2.0), includes curb for aprons, ramps, etc. ",null,"LF",null,0]
["02750","M1",{"$f":"IF(I458>0,COUNTIF($I$6:I458,\">\"&0)*10,\"\")","v":""},"02750-M1-","Concrete Curb, Mountable Curb at Traffic Circle (Detail R-2.7)",null,"LF",null,0]
["02750","M1",{"$f":"IF(I459>0,COUNTIF($I$6:I459,\">\"&0)*10,\"\")","v":""},"02750-M1-","Concrete Curb, Standard 6\" (VDOT CG-2), includes curb for aprons, ramps, etc. ",null,"LF",null,0]
["02750","M1",{"$f":"IF(I460>0,COUNTIF($I$6:I460,\">\"&0)*10,\"\")","v":""},"02750-M1-","Concrete Curb, Standard 4\" (VDOT CG-3), includes curb for aprons, ramps, etc. ",null,"LF",null,0]
["02750","M1",{"$f":"IF(I461>0,COUNTIF($I$6:I461,\">\"&0)*10,\"\")","v":""},"02750-M1-","Concrete Curb & Gutter, Standard C-2 and C-2R (Detail R-2.0), includes curb & gutter for aprons, ramps, etc. ",null,"LF",null,0]
["02750","M1",{"$f":"IF(I462>0,COUNTIF($I$6:I462,\">\"&0)*10,\"\")","v":""},"02750-M1-","Concrete Curb & Gutter, Combination 6\" (VDOT CG-6), includes curb & gutter for aprons, ramps, etc.",null,"LF",null,0]
["02750","M1",{"$f":"IF(I463>0,COUNTIF($I$6:I463,\">\"&0)*10,\"\")","v":""},"02750-M1-","Concrete Curb & Gutter, Combination 4\" (VDOT CG-7), includes curb & gutter for aprons, ramps, etc.",null,"LF",null,0]
["02611","M1",{"$f":"IF(I464>0,COUNTIF($I$6:I464,\">\"&0)*10,\"\")","v":""},"02611-M1-","Concrete Sidewalk, 4\" Thickness (Detail R-2.0)",null,"SY",null,0]
["02611","M1",{"$f":"IF(I465>0,COUNTIF($I$6:I465,\">\"&0)*10,\"\")","v":""},"02611-M1-","Concrete Sidewalk, 6\" Thickness",null,"SY",null,0]
["02612","M1",{"$f":"IF(I466>0,COUNTIF($I$6:I466,\">\"&0)*10,\"\")","v":""},"02612-M1-","Concrete Pavers (Detail R-2.1)",null,"SY",null,0]
["02612","M1",{"$f":"IF(I467>0,COUNTIF($I$6:I467,\">\"&0)*10,\"\")","v":""},"02612-M1-","Concrete Pavers, Remove and Reset (Detail R-2.1)",null,"SY",null,0]
["02613","M1",{"$f":"IF(I468>0,COUNTIF($I$6:I468,\">\"&0)*10,\"\")","v":""},"02613-M1-","Concrete Paver Crosswalk (Detail R-2.6, including all materials as shown in detail)",null,"SY",null,0]
["02613","M1",{"$f":"IF(I469>0,COUNTIF($I$6:I469,\">\"&0)*10,\"\")","v":""},"02613-M1-","Concrete Paver Crosswalk, Remove and Reset (Detail R-2.6, including all materials as shown in detail)",null,"SY",null,0]
["02611","M1",{"$f":"IF(I470>0,COUNTIF($I$6:I470,\">\"&0)*10,\"\")","v":""},"02611-M1-","Concrete Driveway Entrance, 6\" Residential (Details R-2.4A, R-2.4B, R-2.4C, R-2.4D)",null,"SY",null,0]
["02611","M1",{"$f":"IF(I471>0,COUNTIF($I$6:I471,\">\"&0)*10,\"\")","v":""},"02611-M1-","Concrete Driveway Entrance, 9\" Commercial (Details R-2.4A, R-2.4B, R-2.4C, R-2.4D)",null,"SY",null,0]
["02611","M1",{"$f":"IF(I472>0,COUNTIF($I$6:I472,\">\"&0)*10,\"\")","v":""},"02611-M1-","CG-12 Detectable Warning Surface",null,"SY",null,0]
["03100","M1",{"$f":"IF(I473>0,COUNTIF($I$6:I473,\">\"&0)*10,\"\")","v":""},"03100-M1-","Concrete Steps Each (Detail R-3.0, including all reinforcing bars as shown in detail)",null,"LF-W",null,0]
["03100","M1",{"$f":"IF(I474>0,COUNTIF($I$6:I474,\">\"&0)*10,\"\")","v":""},"03100-M1-","Concrete and Formwork (VDOT Class A3), only when not included in other pay items",null,"CY",null,0]
["03100","M1",{"$f":"IF(I475>0,COUNTIF($I$6:I475,\">\"&0)*10,\"\")","v":""},"03100-M1-","Concrete and Formwork (VDOT Class A4), only when not included in other pay items",null,"CY",null,0]
["03100","M1",{"$f":"IF(I476>0,COUNTIF($I$6:I476,\">\"&0)*10,\"\")","v":""},"03100-M1-","Steel Reinforcement, Welded Wire Fabric (VDOT Section 406), only when not included in other pay items",null,"LB",null,0]
["03100","M1",{"$f":"IF(I477>0,COUNTIF($I$6:I477,\">\"&0)*10,\"\")","v":""},"03100-M1-","Steel Reinforcement, Reinforcing Steel Bars #6 and smaller (VDOT Section 406), only when not included in other pay items",null,"LB",null,0]
["03100","M1",{"$f":"IF(I478>0,COUNTIF($I$6:I478,\">\"&0)*10,\"\")","v":""},"03100-M1-","Steel Reinforcement, Reinforcing Steel Bars #7 up to #10 (VDOT Section 406), only when not included in other pay items",null,"LB",null,{"$f":"H478*F478","v":0}]
["02505","M1",{"$f":"IF(I479>0,COUNTIF($I$6:I479,\">\"&0)*10,\"\")","v":""},"02505-M1-","Concrete Catch Basin, Remove & Replace Top",null,"EA",null,0]
["02612","M1",{"$f":"IF(I480>0,COUNTIF($I$6:I480,\">\"&0)*10,\"\")","v":""},"02612-M1-","Brick Pavers, Including Concrete Base (Detail R-2.1)",null,"SY",null,0]
["02612","M1",{"$f":"IF(I481>0,COUNTIF($I$6:I481,\">\"&0)*10,\"\")","v":""},"02612-M1-","Brick Pavers, Remove and Reset (Detail R-2.1)",null,"SY",null,0]
["01500","C1",{"$f":"IF(I482>0,COUNTIF($I$6:I482,\">\"&0)*10,\"\")","v":""},"01500-C1-","Silt Fence, without Wire Support (Virginia Erosion & Sediment Control Handbook Standard & Specification 3.05)",null,"LF",null,0]
[2800,"C11",{"$f":"IF(I483>0,COUNTIF($I$6:I483,\">\"&0)*10,\"\")","v":""},"2800-C11-","Landscape/Retaining Wall, Excluding Foundation (Segmental Non-Reinforced Interlocking Concrete Wall), Height Less Than 3' Exposed Face (Versa-Lok, or County Approved Alternate System)",null,"SF",null,0]
["01000","M2",{"$f":"IF(I484>0,COUNTIF($I$6:I484,\">\"&0)*10,\"\")","v":""},"01000-M2-","Maintenance of Traffic (MOT)",1,"LS",null,0]
["","",{"$f":"IF(I485>0,COUNTIF($I$6:I485,\">\"&0)*10,\"\")","v":""},null,"Mobilization",1,"LS",null,0,{"$f":"SUM(I402:I485)","v":0}]
[{"$nulls":3},"SUBTOTAL",{"$nulls":4},{"$f":"SUM(I6:I485)","v":0}]
[{"$nulls":3},"CONTINGENCY (25%)",{"$nulls":4},{"$f":"0.25*I486","v":0}]
[{"$nulls":3},"CONSTRUCTION SURVEY (1%)",{"$nulls":4},{"$f":"0.01*I486","v":0}]
[{"$nulls":3},"CONSTRUCTION PERMIT"]
[{"$nulls":3},"CONSTRUCTION ENGINEERING INSPECTION (16.5%)",{"$nulls":4},{"$f":"0.165*I486","v":0}]
[{"$nulls":3},"TOTAL",{"$nulls":4},{"$f":"SUM(I486:I490)","v":0}]

{"sheet":"Master_Template_Bid_Tab-WP","index":4,"n_rows":629,"n_cols":10,"rows_kept":629,"hidden":true,"merged":[[0,0,0,8],[1,0,1,8],[2,0,2,8],[4,3,4,8],[7,3,7,8],[13,3,13,8],[17,3,17,8],[28,3,28,8],[37,3,37,8],[51,3,51,8]]}
["ARLINGTON COUNTY, VIRGINIA\nOFFICE OF THE PURCHASING AGENT\nINVITATION TO BID NO. XXX-XX\nPROJECT NO.:  T08S - Wilson Blvd at N Patrick Henry St"]
["SUBMIT AN ORIGINAL SIGNED BID FORM AND ONE COPY"]
["THE UNDERSIGNED CERTIFIES THAT (CONTRACTOR NAME)___________________________\nIS CURRENTLY REGISTERED WITH THE VIRGINIA STATE BOARD OF CONTRACTORS AS REQUIRED BY THE CODE OF VIRGINIA.  CERTIFICATE NUMBER _________________ WAS ISSUED ON THE ________DAY OF _____________, 20XX.  THE UNDERSIGNED FURTHER CERTIFIES THAT THE REGISTRATION FEE AND ALL RENEWAL FEES REQUIRED UNDER LAW HAVE BEEN PAID.  THE CONTRACTOR AGREES TO FURNISH ALL NECESSARY LABOR, EQUIPMENT, MATERIALS, AND ALL THINGS NECESSARY TO PERFORM THE WORK AS SET FORTH IN ACCORDANCE WITH THE PLANS AND SPECIFICATIONS. THE CONTRACTOR AGREES TO PERFORM RELATED WORK FOR THE FOLLOWING ITEMS AT THE FOLLOWING STIPULATED PRICES: (ALL PRICES INCLUDE PROVISION AND INSTALLATION).\n"]
[{"$nulls":3},"Bid Item Number","Description","Qty","Unit","Unit Price","Total Price"]
[null,null,"","EXCAVATION & SITE WORK"]
["02200","C1",{"$f":"IF(I6>0,COUNTIF($I$6:I6,\">\"&0)*10,\"\")","v":""},{"$f":"A6&\"-\"&B6&\"-\"&TEXT(C6,\"00000\")","v":"02200-C1-"},"General Excavation, only when not included in other pay items",156,"CY",null,{"$f":"H6*F6","v":0}]
["02200","C1",{"$f":"IF(I7>0,COUNTIF($I$6:I7,\">\"&0)*10,\"\")","v":""},"02200-C1-","Aggregate, VDOT #21-B  (Compacted in Place per VDOT standards & Specs)",30,"CY",null,{"$f":"H7*F7","v":0},{"$f":"SUM(I6:I7)","v":0}]
["CONCR","TE",{"$f":"IF(I8>0,COUNTIF($I$6:I8,\">\"&0)*10,\"\")","v":""},"CONCRETE WORK"]
["02750","C2",{"$f":"IF(I9>0,COUNTIF($I$6:I9,\">\"&0)*10,\"\")","v":""},{"$f":"A9&\"-\"&B9&\"-\"&TEXT(C9,\"00000\")","v":"02750-C2-"},"Concrete Curb, Standard Header Curb C-3 (Arlington County Detail R-2.0), includes curb for aprons, ramps, etc. ",70,"LF",null,{"$f":"H9*F9","v":0}]
["02750","C2",{"$f":"IF(I10>0,COUNTIF($I$6:I10,\">\"&0)*10,\"\")","v":""},"02750-C2-","Concrete Curb & Gutter, Standard C-2 and C-2R (Arlington County Detail R-2.0), includes curb & gutter for aprons, ramps, etc. ",170,"LF",null,0]
["02750","C2",{"$f":"IF(I11>0,COUNTIF($I$6:I11,\">\"&0)*10,\"\")","v":""},"02750-C2-","Valley Gutter (Arlington County Detail R-2.9, including all materials as shown in detail)",10,"SY",null,0]
["02611","C2",{"$f":"IF(I12>0,COUNTIF($I$6:I12,\">\"&0)*10,\"\")","v":""},"02611-C2-","Concrete Sidewalk, 4\" Thickness (Arlington County Detail R-2.0)",74,"SY",null,0]
["02611","C2",{"$f":"IF(I13>0,COUNTIF($I$6:I13,\">\"&0)*10,\"\")","v":""},"02611-C2-","CG-12 Detectable Warning Surface",6,"SY",null,0,{"$f":"SUM(I9:I13)","v":0}]
["ASPHA","T ",{"$f":"IF(I14>0,COUNTIF($I$6:I14,\">\"&0)*10,\"\")","v":""},"ASPHALT PAVEMENT WORK"]
["02600","C3",{"$f":"IF(I15>0,COUNTIF($I$6:I15,\">\"&0)*10,\"\")","v":""},{"$f":"A15&\"-\"&B15&\"-\"&TEXT(C15,\"00000\")","v":"02600-C3-"},"Asphalt Concrete, Planing or Milling (2\" Depth)",16,"SY",null,{"$f":"H15*F15","v":0}]
["02600","C3",{"$f":"IF(I16>0,COUNTIF($I$6:I16,\">\"&0)*10,\"\")","v":""},"02600-C3-","Asphalt Concrete, Base Course (VDOT BM-25.0A)(6\" Depth Assumed)",28,"TON",null,{"$f":"H16*F16","v":0}]
["02600","C3",{"$f":"IF(I17>0,COUNTIF($I$6:I17,\">\"&0)*10,\"\")","v":""},"02600-C3-","Asphalt Concrete, Surface Course (VDOT SM-9.5D)(2\" Depth Assumed)",28,"TON",null,{"$f":"H17*F17","v":0},{"$f":"SUM(I15:I17)","v":0}]
["STORM","SE",{"$f":"IF(I18>0,COUNTIF($I$6:I18,\">\"&0)*10,\"\")","v":""},"STORM SEWER WORK"]
["02550","C4",{"$f":"IF(I19>0,COUNTIF($I$6:I19,\">\"&0)*10,\"\")","v":""},{"$f":"A19&\"-\"&B19&\"-\"&TEXT(C19,\"00000\")","v":"02550-C4-"},"Adjust Verizon Manhole to New Grade (Arlington County Detail S-2.5), Type A",1,"EA",null,{"$f":"H19*F19","v":0},{"$f":"SUM(I19)","v":0}]
["02550","C4",{"$f":"IF(I20>0,COUNTIF($I$6:I20,\">\"&0)*10,\"\")","v":""},"02550-C4-","Catch Basin Structure Top, Remove & Replace",null,"EA",null,0]
["02550","C4",{"$f":"IF(I21>0,COUNTIF($I$6:I21,\">\"&0)*10,\"\")","v":""},"02550-C4-","Adjust Storm Manhole to New Grade (Arlington County Detail S-2.5), Type A",null,"EA",null,0]
["02550","C4",{"$f":"IF(I22>0,COUNTIF($I$6:I22,\">\"&0)*10,\"\")","v":""},"02550-C4-","Adjust Storm Manhole to New Grade (Arlington County Detail S-2.5), Type B",null,"EA",null,0]
[{"$nulls":3},"02550-C4-","NS Trench Drain and Cover",null,"LF",null,0]
[{"$nulls":3},"02550-C4-","8\" Pipe, PVC ( Schedule 40 or SDR 35), In Place Upto 6' Deep",null,"LF",null,0]
["02550","C4",{"$f":"IF(I25>0,COUNTIF($I$6:I25,\">\"&0)*10,\"\")","v":""},{"$f":"A25&\"-\"&B25&\"-\"&TEXT(C25,\"00000\")","v":"02550-C4-"},"Convert Catch Basin to Manhole",null,"EA",null,0]
["02550","C4",{"$f":"IF(I26>0,COUNTIF($I$6:I26,\">\"&0)*10,\"\")","v":""},"02550-C4-","Core Drill and Connect New Concrete Pipe to Existing Storm Manhole, Catch Basin, Drop Inlet, Yard Inlet, or Grate Inlet",null,"EA",null,0]
["13160","C8",{"$f":"IF(I27>0,COUNTIF($I$6:I27,\">\"&0)*10,\"\")","v":""},{"$f":"A27&\"-\"&B27&\"-\"&TEXT(C27,\"00000\")","v":"13160-C8-"},"Furnish and Install NS Mast Arm Pole (22' Height) (Arlington Section 13162)",null,"EA",null,{"$f":"H27*F27","v":0}]
["13160","C8",{"$f":"IF(I28>0,COUNTIF($I$6:I28,\">\"&0)*10,\"\")","v":""},"13160-C8-","NS Furnish, Install 6' Bollard Pole (Arlington Section 13167)",null,"EA",null,0]
[null,null,{"$f":"IF(I29>0,COUNTIF($I$27:I29,\">\"&0)*10,\"\")","v":""},"TRAFFIC SIGNAL WORK"]
["13160","C8",{"$f":"IF(I30>0,COUNTIF($I$6:I30,\">\"&0)*10,\"\")","v":""},{"$f":"A30&\"-\"&B30&\"-\"&TEXT(C30,\"00000\")","v":"13160-C8-"},"Traffic Signal Upgrade at Wilson Blvd & Patrick Henry Dr (As outlined in the plans)",1,"LS",null,{"$f":"H30*F30","v":0},{"$f":"SUM(I30)","v":0}]
["13160","C8",{"$f":"IF(I31>0,COUNTIF($I$6:I31,\">\"&0)*10,\"\")","v":""},{"$f":"A31&\"-\"&B31&\"-\"&TEXT(C31,\"00000\")","v":"13160-C8-"},"Install Pole Foundation - 4 Ft Diameter by 12.5 Ft Dept (Design #3, Arlington Section 13166)",null,"EA",null,{"$f":"H31*F31","v":0}]
["13160","C8",{"$f":"IF(I32>0,COUNTIF($I$6:I32,\">\"&0)*10,\"\")","v":""},"13160-C8-","Install Pole Foundation - 3 Ft Diameter by 10.5 Ft Depth (Design #1, Arlington Section 13166)",null,"EA",null,0]
["13160","C8",{"$f":"IF(I33>0,COUNTIF($I$6:I33,\">\"&0)*10,\"\")","v":""},"13160-C8-","Demolish Existing Pedestal Pole Foundation",null,"EA",null,0]
["13160","C8",{"$f":"IF(I34>0,COUNTIF($I$6:I34,\">\"&0)*10,\"\")","v":""},"13160-C8-","Demolish Existing Cabinet Foundation",null,"EA",null,0]
["13160","C8",{"$f":"IF(I35>0,COUNTIF($I$6:I35,\">\"&0)*10,\"\")","v":""},"13160-C8-","Furnish and Install 30' Mast Arm (Non-Ornamental) (Arlington Section 13162)",null,"EA",null,0]
[{"$nulls":3},"--00000","Furnish and Install 45' Mast Arm (Non-Ornamental) (Arlington Section 13162)",null,"EA",null,0]
["13160","C8",{"$f":"IF(I37>0,COUNTIF($I$6:I37,\">\"&0)*10,\"\")","v":""},"13160-C8-","Furnish and Install 55' Mast Arm (Non-Ornamental) (Arlington Section 13162)",null,"EA",null,0]
["PAVEM","NT",{"$f":"IF(I38>0,COUNTIF($I$27:I38,\">\"&0)*10,\"\")","v":""},"PAVEMENT MARKING & SIGNAGE WORK"]
["02900","C1",{"$f":"IF(I39>0,COUNTIF($I$27:I39,\">\"&0)*10,\"\")","v":""},"02900-C1-","Traffic Control Sign (Typical Stop, Yield, No Parking, Speed Limit, or Similar), Install per Detail SG-1.0",4,"EA",null,0]
["02900","C1",{"$f":"IF(I40>0,COUNTIF($I$27:I40,\">\"&0)*10,\"\")","v":""},"02900-C1-","Traffic Control Sign (Typical Stop, Yield, No Parking, Speed Limit, or Similar), Remove and Dispose",3,"EA",null,0]
["02900","C1",{"$f":"IF(I41>0,COUNTIF($I$27:I41,\">\"&0)*10,\"\")","v":""},"02900-C1-","Four (4) Inch White or Yellow Longitudinal Solid Line",100,"LF",null,0]
["13160","C8",{"$f":"IF(I42>0,COUNTIF($I$27:I42,\">\"&0)*10,\"\")","v":""},"13160-C8-","Eighteen (18) Inch White or Yellow Transverse Solid Line (Note: used for stop bars)",40,"LF",null,0]
["02900","C1",{"$f":"IF(I43>0,COUNTIF($I$27:I43,\">\"&0)*10,\"\")","v":""},"02900-C1-","Twenty Four (24) Inch White or Yellow Transverse or Diagonal Solid Lines ",260,"LF",null,0]
["02900","C1",{"$f":"IF(I44>0,COUNTIF($I$27:I44,\">\"&0)*10,\"\")","v":""},"02900-C1-","Removal of Existing Longitudinal Lines (Four (4) Inch Width)",205,"LF",null,0]
["13160","C8",{"$f":"IF(I45>0,COUNTIF($I$27:I45,\">\"&0)*10,\"\")","v":""},"13160-C8-","Removal of Existing Longitudinal Lines (Eighteen (18) Inch Width)",75,"LF",null,0]
["13160","C8",{"$f":"IF(I46>0,COUNTIF($I$27:I46,\">\"&0)*10,\"\")","v":""},"13160-C8-","Removal of Existing Longitudinal Lines (Twenty Four (24) Inch Width)",250,"LF",null,0,{"$f":"SUM(I39:I46)","v":0}]
["02900","C1",{"$f":"IF(I47>0,COUNTIF($I$30:I47,\">\"&0)*10,\"\")","v":""},"02900-C10-00400","Removal of Existing Symbols, Letters, or Arrows",0,"LF",null,0]
["02900","C1",{"$f":"IF(I48>0,COUNTIF($I$6:I48,\">\"&0)*10,\"\")","v":""},{"$f":"A48&\"-\"&B48&\"-\"&TEXT(C48,\"00000\")","v":"02900-C1-"},"Six (6) Inch White or Yellow Longitudinal Solid Line",null,"LF",null,0]
["02900","C1",{"$f":"IF(I49>0,COUNTIF($I$6:I49,\">\"&0)*10,\"\")","v":""},"02900-C1-","Single Arrows",null,"EA",null,0]
["02900","C1",{"$f":"IF(I50>0,COUNTIF($I$6:I50,\">\"&0)*10,\"\")","v":""},"02900-C1-","Combination Arrows",null,"EA",null,0]
["02900","C1",{"$f":"IF(I51>0,COUNTIF($I$6:I51,\">\"&0)*10,\"\")","v":""},"02900-C1-","Standard Bicycle Symbols (MUTCD, Chapter 9C, Figure 9C-3), \"Bike Symbol\", \"Helmeted Bicyclist Symbol\"",null,"EA",null,0]
["GENER","L ",{"$f":"IF(I52>0,COUNTIF($I$27:I52,\">\"&0)*10,\"\")","v":""},"GENERAL & MISCELLANEOUS"]
["02200","C1",{"$f":"IF(I53>0,COUNTIF($I$6:I53,\">\"&0)*10,\"\")","v":""},{"$f":"A53&\"-\"&B53&\"-\"&TEXT(C53,\"00000\")","v":"02200-C1-"},"Topsoil",4,"CY",null,{"$f":"H53*F53","v":0}]
["02801","C1",{"$f":"IF(I54>0,COUNTIF($I$6:I54,\">\"&0)*10,\"\")","v":""},"02801-C1-","Sod, Zoysia",null,"SY",null,{"$f":"H54*F54","v":0}]
[2800,"C11",{"$f":"IF(I55>0,COUNTIF($I$6:I55,\">\"&0)*10,\"\")","v":""},"2800-C11-","Landscape/Retaining Wall, Excluding Foundation (Segmental Non-Reinforced Interlocking Concrete Wall), Height Less Than 3' Exposed Face (Versa-Lok, or County Approved Alternate System)",35,"SF",null,{"$f":"H55*F55","v":0}]
["01500","C1",{"$f":"IF(I56>0,COUNTIF($I$6:I56,\">\"&0)*10,\"\")","v":""},"01500-C1-","Silt Fence, without Wire Support (Virginia Erosion & Sediment Control Handbook Standard & Specification 3.05)",140,"LF",null,0]
["01500","C1",{"$f":"IF(I57>0,COUNTIF($I$30:I57,\">\"&0)*10,\"\")","v":""},{"$f":"A57&\"-\"&B57&\"-\"&TEXT(C57,\"00000\")","v":"01500-C1-"},"Storm Drain Inlet Protection, Block & Gravel Curb Inlet Application (per Virginia Erosion & Sediment Control Handbook Standard & Specification 3.07)",2,"EA",null,{"$f":"H57*F57","v":0}]
["01500","C1",{"$f":"IF(I58>0,COUNTIF($I$30:I58,\">\"&0)*10,\"\")","v":""},"01500-C1-","Culvert Inlet Protection, Silt Fence Application (per Virginia Erosion & Sediment Control Handbook Standard & Specification 3.08)",null,"EA",null,0]
["01500","C1",{"$f":"IF(I59>0,COUNTIF($I$30:I59,\">\"&0)*10,\"\")","v":""},"01500-C1-","Culvert Inlet Protection, Stone Combination Application (per Virginia Erosion & Sediment Control Handbook Standard & Specification 3.08)",null,"EA",null,0]
["01500","C1",{"$f":"IF(I60>0,COUNTIF($I$30:I60,\">\"&0)*10,\"\")","v":""},"01500-C1-","Temporary Diversion Dike (per Virginia Erosion & Sediment Control Handbook Standard & Specification 3.09)",null,"LF",null,0]
["01500","C1",{"$f":"IF(I61>0,COUNTIF($I$30:I61,\">\"&0)*10,\"\")","v":""},"01500-C1-","Rock Check Dam (per Virginia Erosion & Sediment Control Handbook Standard & Specification 3.20)",null,"EA",null,0]
["01500","C1",{"$f":"IF(I62>0,COUNTIF($I$30:I62,\">\"&0)*10,\"\")","v":""},"01500-C1-","Dewatering Structure (per Virginia Erosion & Sediment Control Handbook Standard & Specification 3.26)",null,"EA",null,0]
["01500","C1",{"$f":"IF(I63>0,COUNTIF($I$30:I63,\">\"&0)*10,\"\")","v":""},"01500-C1-","6' Chain Link Tree Protection Fence (per Arlington County DPR Standard 02231.1)",null,"LF",null,0]
["01500","C1",{"$f":"IF(I64>0,COUNTIF($I$30:I64,\">\"&0)*10,\"\")","v":""},"01500-C1-","4' Chain Link Tree Protection Fence (per Arlington County DPR Standard 02231.2)",null,"LF",null,0]
["01500","C1",{"$f":"IF(I65>0,COUNTIF($I$30:I65,\">\"&0)*10,\"\")","v":""},"01500-C1-","Root Pruning (per Arlington County DPR Standard 02231.5)",null,"LF",null,0]
["01500","C1",{"$f":"IF(I66>0,COUNTIF($I$30:I66,\">\"&0)*10,\"\")","v":""},"01500-C1-","Tree Protection, Fencing and Amoring Applications (per Virginia Erosion & Sediment Control Handbook Standard & Specification 3.38)",null,"LF",null,0]
["01400","C1",{"$f":"IF(I67>0,COUNTIF($I$30:I67,\">\"&0)*10,\"\")","v":""},"01400-C1-","Materials Testing, all types combined, (per Section II Special Conditions, Paragraph X)",null,"DAY",null,{"$f":"H67*F67","v":0}]
["01000","C1",{"$f":"IF(I68>0,COUNTIF($I$30:I68,\">\"&0)*10,\"\")","v":""},"01000-C1-","Foreman With Pick-up Truck",null,"Hourly",null,0]
["01000","C1",{"$f":"IF(I69>0,COUNTIF($I$30:I69,\">\"&0)*10,\"\")","v":""},"01000-C1-","Backhoe With Operator",null,"Hourly",null,0]
["01000","C1",{"$f":"IF(I70>0,COUNTIF($I$30:I70,\">\"&0)*10,\"\")","v":""},"01000-C1-","Loader With Operator",null,"Hourly",null,0]
["01000","C1",{"$f":"IF(I71>0,COUNTIF($I$30:I71,\">\"&0)*10,\"\")","v":""},"01000-C1-","Tandem/Tri-Axle Dump Truck With Driver",null,"Hourly",null,0]
["01000","C1",{"$f":"IF(I72>0,COUNTIF($I$30:I72,\">\"&0)*10,\"\")","v":""},"01000-C1-","Single Axle Dump Truck With Driver",null,"Hourly",null,0]
["01000","C1",{"$f":"IF(I73>0,COUNTIF($I$30:I73,\">\"&0)*10,\"\")","v":""},"01000-C1-","Labor - Pipe Layer",null,"Hourly",null,0]
["01000","C1",{"$f":"IF(I74>0,COUNTIF($I$30:I74,\">\"&0)*10,\"\")","v":""},"01000-C1-","Labor - Concrete Finisher",null,"Hourly",null,0]
["01000","C1",{"$f":"IF(I75>0,COUNTIF($I$30:I75,\">\"&0)*10,\"\")","v":""},"01000-C1-","Labor - Manhole Builder",null,"Hourly",null,0]
["01000","C1",{"$f":"IF(I76>0,COUNTIF($I$30:I76,\">\"&0)*10,\"\")","v":""},"01000-C1-","Labor - Skilled",null,"Hourly",null,0]
["01000","C1",{"$f":"IF(I77>0,COUNTIF($I$30:I77,\">\"&0)*10,\"\")","v":""},"01000-C1-","Labor - Unskilled",null,"Hourly",null,0]
["01000","C1",{"$f":"IF(I78>0,COUNTIF($I$30:I78,\">\"&0)*10,\"\")","v":""},"01000-C1-","Flagman",null,"Hourly",null,0]
["01000","C1",{"$f":"IF(I79>0,COUNTIF($I$30:I79,\">\"&0)*10,\"\")","v":""},"01000-C1-","Misc. Equipment Operator",null,"Hourly",null,0]
["01000","C1",{"$f":"IF(I80>0,COUNTIF($I$30:I80,\">\"&0)*10,\"\")","v":""},"01000-C1-","Rubber Tire Loader",null,"Hourly",null,0]
["01000","C1",{"$f":"IF(I81>0,COUNTIF($I$30:I81,\">\"&0)*10,\"\")","v":""},"01000-C1-","Skid Steer Loader",null,"Hourly",null,0]
["01000","C1",{"$f":"IF(I82>0,COUNTIF($I$30:I82,\">\"&0)*10,\"\")","v":""},"01000-C1-","Track Excavator",null,"Hourly",null,0]
["01000","C1",{"$f":"IF(I83>0,COUNTIF($I$30:I83,\">\"&0)*10,\"\")","v":""},"01000-C1-","Air Compressor With Tools",null,"Hourly",null,0]
["01000","C1",{"$f":"IF(I84>0,COUNTIF($I$30:I84,\">\"&0)*10,\"\")","v":""},"01000-C1-","Tool Truck or Trailer",null,"Hourly",null,0]
["01000","C1",{"$f":"IF(I85>0,COUNTIF($I$30:I85,\">\"&0)*10,\"\")","v":""},"01000-C1-","Trench Compactor",null,"Hourly",null,0]
["01000","C1",{"$f":"IF(I86>0,COUNTIF($I$30:I86,\">\"&0)*10,\"\")","v":""},"01000-C1-","Pavement Breaker",null,"Hourly",null,0]
["01000","C1",{"$f":"IF(I87>0,COUNTIF($I$30:I87,\">\"&0)*10,\"\")","v":""},"01000-C1-","Welding (Includes All Labor And Equipment)",null,"Hourly",null,0]
["01000","C1",{"$f":"IF(I88>0,COUNTIF($I$30:I88,\">\"&0)*10,\"\")","v":""},"01000-C1-","Lighting With Generator",null,"Hourly",null,0]
["01000","C1",{"$f":"IF(I89>0,COUNTIF($I$30:I89,\">\"&0)*10,\"\")","v":""},"01000-C1-","Roadway Steel Plates - EA ",null,"DAY",null,0]
["01000","C1",{"$f":"IF(I90>0,COUNTIF($I$30:I90,\">\"&0)*10,\"\")","v":""},"01000-C1-","Excavation Trench Box - EA",null,"DAY",null,0]
["01000","C1",{"$f":"IF(I91>0,COUNTIF($I$30:I91,\">\"&0)*10,\"\")","v":""},"01000-C1-","Electronic Arrow Board",null,"Hourly",null,0]
["01000","C1",{"$f":"IF(I92>0,COUNTIF($I$30:I92,\">\"&0)*10,\"\")","v":""},"01000-C1-","Work Zone Set-Up - Includes Signs, Channelizers And Cones",null,"DAY",null,0]
["01000","C1",{"$f":"IF(I93>0,COUNTIF($I$30:I93,\">\"&0)*10,\"\")","v":""},"01000-C1-","Boom Truck",null,"Hourly",null,0]
["01000","C1",{"$f":"IF(I94>0,COUNTIF($I$30:I94,\">\"&0)*10,\"\")","v":""},"01000-C1-","Tractor Trailer",null,"Hourly",null,0]
["01000","C1",{"$f":"IF(I95>0,COUNTIF($I$30:I95,\">\"&0)*10,\"\")","v":""},"01000-C1-","4\" or Greater Dewatering Pump",null,"DAY",null,0]
["01000","C1",{"$f":"IF(I96>0,COUNTIF($I$30:I96,\">\"&0)*10,\"\")","v":""},"01000-C1-","Tapping Machine",null,"Hourly",null,0]
["01000","C1",{"$f":"IF(I97>0,COUNTIF($I$30:I97,\">\"&0)*10,\"\")","v":""},"01000-C1-","Jack Hammer",null,"Hourly",null,0]
["01000","C1",{"$f":"IF(I98>0,COUNTIF($I$30:I98,\">\"&0)*10,\"\")","v":""},"01000-C1-","Pipe Layer",null,"Hourly",null,0]
["01000","C1",{"$f":"IF(I99>0,COUNTIF($I$30:I99,\">\"&0)*10,\"\")","v":""},"01000-C1-","Pipe Layer Helper",null,"Hourly",null,0]
["01000","C1",{"$f":"IF(I100>0,COUNTIF($I$30:I100,\">\"&0)*10,\"\")","v":""},"01000-C1-","1st Class Lineman",null,"Hourly",null,0]
["01000","C1",{"$f":"IF(I101>0,COUNTIF($I$30:I101,\">\"&0)*10,\"\")","v":""},"01000-C1-","3rd Class Lineman",null,"Hourly",null,0]
["01000","C1",{"$f":"IF(I102>0,COUNTIF($I$30:I102,\">\"&0)*10,\"\")","v":""},"01000-C1-","Utility Truck w/ Tools",null,"Hourly",null,0]
["01000","C1",{"$f":"IF(I103>0,COUNTIF($I$30:I103,\">\"&0)*10,\"\")","v":""},"01000-C1-","Pole Truck w/ Operator",null,"Hourly",null,0]
["01000","C1",{"$f":"IF(I104>0,COUNTIF($I$30:I104,\">\"&0)*10,\"\")","v":""},"01000-C1-","Aerial Lift Truck w/ Operator",null,"Hourly",null,0]
["01000","C1",{"$f":"IF(I105>0,COUNTIF($I$30:I105,\">\"&0)*10,\"\")","v":""},"01000-C1-","Air Compressor w/Air Tools",null,"Hourly",null,0]
["01000","C1",{"$f":"IF(I106>0,COUNTIF($I$30:I106,\">\"&0)*10,\"\")","v":""},"01000-C1-","Pole Trailer",null,"Hourly",null,0]
["01000","C1",{"$f":"IF(I107>0,COUNTIF($I$30:I107,\">\"&0)*10,\"\")","v":""},"01000-C1-","Cable Trailer",null,"Hourly",null,0]
["01000","C1",{"$f":"IF(I108>0,COUNTIF($I$30:I108,\">\"&0)*10,\"\")","v":""},"01000-C1-","Maintenance of Traffic (MOT)- Misc",null,"LS",null,0]
["01000","C1",{"$f":"IF(I109>0,COUNTIF($I$30:I109,\">\"&0)*10,\"\")","v":""},"01000-C1-","Re-Mobilization",null,"LS",null,0]
["02750","M1",{"$f":"IF(I110>0,COUNTIF($I$30:I110,\">\"&0)*10,\"\")","v":""},"02750-M1-","Concrete Curb, Standard Header Curb C-3 (Detail R-2.0), includes curb for aprons, ramps, etc. ",null,"LF",null,0]
["02750","M1",{"$f":"IF(I111>0,COUNTIF($I$30:I111,\">\"&0)*10,\"\")","v":""},"02750-M1-","Concrete Curb, Mountable Curb at Traffic Circle (Detail R-2.7)",null,"LF",null,0]
["02750","M1",{"$f":"IF(I112>0,COUNTIF($I$30:I112,\">\"&0)*10,\"\")","v":""},"02750-M1-","Concrete Curb, Standard 6\" (VDOT CG-2), includes curb for aprons, ramps, etc. ",null,"LF",null,0]
["02750","C2",{"$f":"IF(I113>0,COUNTIF($I$6:I113,\">\"&0)*10,\"\")","v":""},"02750-C2-","Concrete Curb & Gutter, Transition From VDOT St'd. CG-6 to ARL. CO. St'd. C-2",null,"LF",null,0]
["02750","M1",{"$f":"IF(I114>0,COUNTIF($I$30:I114,\">\"&0)*10,\"\")","v":""},"02750-M1-","Concrete Curb, Standard 4\" (VDOT CG-3), includes curb for aprons, ramps, etc. ",null,"LF",null,0]
["02750","M1",{"$f":"IF(I115>0,COUNTIF($I$30:I115,\">\"&0)*10,\"\")","v":""},"02750-M1-","Concrete Curb & Gutter, Standard C-2 and C-2R (Detail R-2.0), includes curb & gutter for aprons, ramps, etc. ",null,"LF",null,0]
["02750","M1",{"$f":"IF(I116>0,COUNTIF($I$30:I116,\">\"&0)*10,\"\")","v":""},"02750-M1-","Concrete Curb & Gutter, Combination 6\" (VDOT CG-6), includes curb & gutter for aprons, ramps, etc.",null,"LF",null,0]
["02750","M1",{"$f":"IF(I117>0,COUNTIF($I$30:I117,\">\"&0)*10,\"\")","v":""},"02750-M1-","Concrete Curb & Gutter, Combination 4\" (VDOT CG-7), includes curb & gutter for aprons, ramps, etc.",null,"LF",null,0]
["02611","M1",{"$f":"IF(I118>0,COUNTIF($I$30:I118,\">\"&0)*10,\"\")","v":""},"02611-M1-","Concrete Sidewalk, 4\" Thickness (Detail R-2.0)",null,"SY",null,0]
["02611","M1",{"$f":"IF(I119>0,COUNTIF($I$30:I119,\">\"&0)*10,\"\")","v":""},"02611-M1-","Concrete Sidewalk, 6\" Thickness",null,"SY",null,0]
["02612","M1",{"$f":"IF(I120>0,COUNTIF($I$30:I120,\">\"&0)*10,\"\")","v":""},"02612-M1-","Concrete Pavers (Detail R-2.1)",null,"SY",null,0]
["02612","M1",{"$f":"IF(I121>0,COUNTIF($I$30:I121,\">\"&0)*10,\"\")","v":""},"02612-M1-","Concrete Pavers, Remove and Reset (Detail R-2.1)",null,"SY",null,0]
["02613","M1",{"$f":"IF(I122>0,COUNTIF($I$30:I122,\">\"&0)*10,\"\")","v":""},{"$f":"A122&\"-\"&B122&\"-\"&TEXT(C122,\"00000\")","v":"02613-M1-"},"Concrete Paver Crosswalk (Detail R-2.6, including all materials as shown in detail)",null,"SY",null,0]
["02613","M1",{"$f":"IF(I123>0,COUNTIF($I$30:I123,\">\"&0)*10,\"\")","v":""},"02613-M1-","Concrete Paver Crosswalk, Remove and Reset (Detail R-2.6, including all materials as shown in detail)",null,"SY",null,0]
["02611","M1",{"$f":"IF(I124>0,COUNTIF($I$30:I124,\">\"&0)*10,\"\")","v":""},"02611-M1-","Concrete Driveway Entrance, 6\" Residential (Details R-2.4A, R-2.4B, R-2.4C, R-2.4D)",null,"SY",null,0]
["02611","M1",{"$f":"IF(I125>0,COUNTIF($I$30:I125,\">\"&0)*10,\"\")","v":""},"02611-M1-","Concrete Driveway Entrance, 9\" Commercial (Details R-2.4A, R-2.4B, R-2.4C, R-2.4D)",null,"SY",null,0]
["02611","M1",{"$f":"IF(I126>0,COUNTIF($I$30:I126,\">\"&0)*10,\"\")","v":""},"02611-M1-","CG-12 Detectable Warning Surface",null,"SY",null,0]
["03100","M1",{"$f":"IF(I127>0,COUNTIF($I$30:I127,\">\"&0)*10,\"\")","v":""},"03100-M1-","Concrete Steps Each (Detail R-3.0, including all reinforcing bars as shown in detail)",null,"LF-W",null,0]
["03100","M1",{"$f":"IF(I128>0,COUNTIF($I$30:I128,\">\"&0)*10,\"\")","v":""},"03100-M1-","Concrete and Formwork (VDOT Class A3), only when not included in other pay items",null,"CY",null,0]
["03100","M1",{"$f":"IF(I129>0,COUNTIF($I$30:I129,\">\"&0)*10,\"\")","v":""},"03100-M1-","Concrete and Formwork (VDOT Class A4), only when not included in other pay items",null,"CY",null,0]
["03100","M1",{"$f":"IF(I130>0,COUNTIF($I$30:I130,\">\"&0)*10,\"\")","v":""},"03100-M1-","Steel Reinforcement, Welded Wire Fabric (VDOT Section 406), only when not included in other pay items",null,"LB",null,0]
["03100","M1",{"$f":"IF(I131>0,COUNTIF($I$30:I131,\">\"&0)*10,\"\")","v":""},"03100-M1-","Steel Reinforcement, Reinforcing Steel Bars #6 and smaller (VDOT Section 406), only when not included in other pay items",null,"LB",null,0]
["03100","M1",{"$f":"IF(I132>0,COUNTIF($I$30:I132,\">\"&0)*10,\"\")","v":""},"03100-M1-","Steel Reinforcement, Reinforcing Steel Bars #7 up to #10 (VDOT Section 406), only when not included in other pay items",null,"LB",null,{"$f":"H132*F132","v":0}]
["02505","M1",{"$f":"IF(I133>0,COUNTIF($I$30:I133,\">\"&0)*10,\"\")","v":""},"02505-M1-","Concrete Catch Basin, Remove & Replace Top",null,"EA",null,0]
["02612","M1",{"$f":"IF(I134>0,COUNTIF($I$30:I134,\">\"&0)*10,\"\")","v":""},"02612-M1-","Brick Pavers, Including Concrete Base (Detail R-2.1)",null,"SY",null,0]
["02612","M1",{"$f":"IF(I135>0,COUNTIF($I$30:I135,\">\"&0)*10,\"\")","v":""},"02612-M1-","Brick Pavers, Remove and Reset (Detail R-2.1)",null,"SY",null,0]
["02510","C7",{"$f":"IF(I136>0,COUNTIF($I$6:I136,\">\"&0)*10,\"\")","v":""},"02510-C7-","Adjust Sanitary Manhole to New Grade (Arlington County Detail S-2.5), Type A",null,"EA",null,0]
["02550","C6",{"$f":"IF(I137>0,COUNTIF($I$6:I137,\">\"&0)*10,\"\")","v":""},"02550-C6-","6-Inch Water Main, DIP CL-53, Up to 6' Deep",null,"LF",null,0]
["02550","C6",{"$f":"IF(I138>0,COUNTIF($I$6:I138,\">\"&0)*10,\"\")","v":""},"02550-C6-","6-Inch Gate Valve & Valve Box",null,"EA",null,0]
["02550","C6",{"$f":"IF(I139>0,COUNTIF($I$6:I139,\">\"&0)*10,\"\")","v":""},"02550-C6-","Connect To Existing 8-Inch Water Main",null,"EA",null,0]
["02550","C6",{"$f":"IF(I140>0,COUNTIF($I$6:I140,\">\"&0)*10,\"\")","v":""},"02550-C6-","Abandon/Remove Existing Fire Hydrant",null,"EA",null,0]
["02550","C6",{"$f":"IF(I141>0,COUNTIF($I$6:I141,\">\"&0)*10,\"\")","v":""},"02550-C6-","Install New Fire Hydrant",null,"EA",null,0]
["02550","C6",{"$f":"IF(I142>0,COUNTIF($I$6:I142,\">\"&0)*10,\"\")","v":""},"02550-C6-","Water Valve Box vertical Adjustment to New Grade",null,"EA",null,0]
["02550","C6",{"$f":"IF(I143>0,COUNTIF($I$6:I143,\">\"&0)*10,\"\")","v":""},"02550-C6-","Telecommunication Handhole Box Vertical Adjustment to New Grade",null,"EA",null,0]
["02550","C6",{"$f":"IF(I144>0,COUNTIF($I$6:I144,\">\"&0)*10,\"\")","v":""},"02550-C6-","Gas Valve Box vertical Adjustment to New Grade",null,"EA",null,0]
["02550","C6",{"$f":"IF(I145>0,COUNTIF($I$6:I145,\">\"&0)*10,\"\")","v":""},"02550-C6-","Reset Existing Fire Hydrant",null,"EA",null,0]
["01000","M2",{"$f":"IF(I146>0,COUNTIF($I$30:I146,\">\"&0)*10,\"\")","v":""},"01000-M2-","Maintenance of Traffic (MOT)",1,"LS",null,0]
["","",{"$f":"IF(I147>0,COUNTIF($I$30:I147,\">\"&0)*10,\"\")","v":""},"--","Mobilization",1,"LS",null,0,{"$f":"SUM(I53:I147)","v":0}]
[{"$nulls":3},"SUBTOTAL",{"$nulls":4},{"$f":"SUM(I6:I147)","v":0}]
[{"$nulls":3},"CONTINGENCY (25%)",{"$nulls":4},{"$f":"0.25*I148","v":0}]
[{"$nulls":3},"CONSTRUCTION SURVEY (1%)",{"$nulls":4},{"$f":"0.01*I148","v":0}]
[{"$nulls":3},"CONSTRUCTION PERMIT",{"$nulls":4},{"v":5000,"d":"$5,000.00"}]
[{"$nulls":3},"CONSTRUCTION ENGINEERING INSPECTION (16.5%)",{"$nulls":4},{"$f":"0.165*I148","v":0}]
[{"$nulls":3},"TOTAL",{"$nulls":4},{"$f":"SUM(I148:I152)","v":{"v":5000,"d":"$5,000.00"}}]
{"$rows_empty":399}
[{"$nulls":5},5]
{"$rows_empty":14}
[{"$nulls":9},5]
{"$rows_empty":44}
[{"$nulls":5},1]
[{"$nulls":4},"Furnish and Install 45' Mast Arm (Non-Ornamental) (Arlington Section 13162)"]
[{"$nulls":4},"Furnish and Install 55' Mast Arm (Non-Ornamental) (Arlington Section 13162)"]
{"$rows_empty":9}
[{"$nulls":5},0]
[]
[]
[]
[{"$nulls":5},610]

{"sheet":"Arlington County Specifications","index":5,"n_rows":43,"n_cols":2,"rows_kept":43,"hidden":true}
["Arlington County Specifications (XXXXX-YY-ZZZZZ)"]
["Section Number","Section Title "]
[{"v":1000,"d":"01000"},"General Provisions and Requirements"]
[{"v":1300,"d":"01300"},"Submittals"]
[{"v":1400,"d":"01400"},"Testing"]
[{"v":1500,"d":"01500"},"Temporary Erosion and Sediment Control"]
[{"v":2100,"d":"02100"},"Clearing and Grubbing"]
[{"v":2200,"d":"02200"},"Earthwork"]
[{"v":2202,"d":"02202"},"Rock Excavation"]
[{"v":2210,"d":"02210"},"Riprap"]
[{"v":2211,"d":"02211"},"Gabions"]
[{"v":2300,"d":"02300"},"Pile Foundations – Timbers"]
[{"v":2350,"d":"02350"},"Cofferdams"]
[{"v":2400,"d":"02400"},"Sheeting, Shoring and Bracing"]
[{"v":2500,"d":"02500"},"Gravity Sewers and Appurtenances"]
[{"v":2505,"d":"02505"}," Storm Sewers and Appurtenances"]
[{"v":2510,"d":"02510"},"Sanitary Sewers and Appurtenances"]
[{"v":2515,"d":"02515"},"Televised Inspection of Sewers"]
[{"v":2550,"d":"02550"},"Water Mains and Appurtenances"]
[{"v":2600,"d":"02600"},"Bituminous Roadway Pavements"]
[{"v":2601,"d":"02601"},"Bituminous Hiking, Biking and Jogging Trails"]
[{"v":2611,"d":"02611"},"Concrete Walks and Concrete Driveway Entrance"]
[{"v":2612,"d":"02612"},"Interlocking Concrete and Brick Pavers"]
[{"v":2613,"d":"02613"},"Paver Crossing"]
[{"v":2650,"d":"02650"},"Restoration of Roadway"]
[{"v":2750,"d":"02750"},"Curb and Gutters"]
[{"v":2800,"d":"02800"},"Landscaping"]
[{"v":2801,"d":"02801"},"Seeding & Sodding"]
[{"v":2950,"d":"02950"},"Tunneling"]
[{"v":2951,"d":"02951"},"Boring and Jacking"]
[{"v":3100,"d":"03100"},"Concrete Formwork, Reinforcement and Materials"]
[{"v":3400,"d":"03400"},"Precast Concrete"]
[{"v":4100,"d":"04100"},"Mortar and Grout"]
[{"v":4200,"d":"04200"},"Masonry Units"]
[{"v":4300,"d":"04300"},"Stone & Mortared Rubble Masonry"]
[{"v":5500,"d":"05500"},"Structural Steel & Miscellaneous Metal"]
[{"v":6100,"d":"06100"},"Structural Timber and Lumber"]
[{"v":7100,"d":"07100"},"Waterproofing"]
[{"v":7150,"d":"07150"},"Dampproofing"]
[{"v":9010,"d":"09010"},"Painting of Structural Steel"]
[{"v":9800,"d":"09800"},"Wood Preservatives"]
[{"v":9900,"d":"09900"},"Protective Coating"]
[13130,"Bus Shelters"]

{"sheet":"Category Classification","index":6,"n_rows":20,"n_cols":3,"rows_kept":20,"hidden":true,"merged":[[1,0,1,1],[2,1,2,2],[3,1,3,2],[4,1,4,2],[5,1,5,2],[6,1,6,2],[7,1,7,2],[8,1,8,2],[9,1,9,2],[10,1,10,2],[11,1,11,2],[12,1,12,2],[13,1,13,2],[14,1,14,2],[15,1,15,2],[16,1,16,2],[17,1,17,2],[18,1,18,2],[19,1,19,2]]}
["Bid Tab Category Classification (XXXXX-YY-ZZZZZ)"]
["Category Num",null,"Category Title "]
["C1. ","GENERAL EARTH WORK"]
["C2. ","CONCRETE WORK"]
["C3. ","ASPHALT WORK"]
["C4. ","STORM SEWER UTILITY WORK"]
["C5. ","GUARDRAIL"]
["C6.","WATERMAIN WORK"]
["C7.","SANITARY SEWER WORK"]
["C8.","TRAFFIC SIGNAL WORK"]
["C9.","STREET LIGHTING WORK"]
["C10.","PAVEMENT MARKING AND SIGNAGE WORK "]
["C11.","LANDSCAPE AND HARDSCAPE RESTORATION WORK"]
["C12.","BUS STOP SHELTERS AND FURNISHINGS"]
["C13.","EROSION AND SEDIMENT CONTROL WORK"]
["C14.","MATERIALS TESTING WORK"]
["C15.","UNLISTED WORK"]
["C16. ","MOT AND RE-MOBILIZATION WORK"]
["M1. ","MAINTENANCE WORK"]
["M2. ","MOT WORK"]