{"text_format":"3","workbook":"xls","n_sheets":1,"sheets":["RFP0319FACSPR_ScheduleA"],"read":"whole","date_system":"1900","formulas":"cached_only"}

{"sheet":"RFP0319FACSPR_ScheduleA","index":0,"n_rows":1376,"n_cols":14,"rows_kept":1376,"merged":[[4,1,4,2],[4,3,4,13],[6,0,6,13],[7,0,7,8],[9,0,9,1],[10,0,10,1],[11,0,11,1],[12,0,12,1],[13,0,13,1],[14,0,14,1],[15,0,15,1],[16,0,16,1],[17,0,17,1],[18,0,18,1],[19,0,19,1],[20,0,20,1],[21,0,21,1],[22,0,22,1],[23,0,23,1],[24,0,24,1],[25,0,25,1],[26,0,26,1],[27,0,27,1],[28,0,28,1],[29,0,29,1],[30,0,30,1],[31,0,31,1],[32,0,32,1],[33,0,33,1],[34,0,34,1],[35,0,35,1],[36,0,36,1],[37,0,37,1],[38,0,38,1],[39,0,39,1],[40,0,40,1],[41,0,41,1],[42,0,42,1],[43,0,43,1],[44,0,44,1],[45,0,45,1],[46,0,46,1],[47,0,47,1],[48,0,48,1],[49,0,49,1],[50,0,50,1],[51,0,51,1],[52,0,52,1],[53,0,53,1],[54,0,54,1],[55,0,55,1],[56,0,56,1],[57,0,57,1],[58,0,58,1],[59,0,59,1],[60,0,60,1],[61,0,61,1],[62,0,62,1],[63,0,63,1],[64,0,64,1],[65,0,65,1],[66,0,66,1],[67,0,67,1],[68,0,68,1],[69,0,69,1],[70,0,70,1],[71,0,71,1],[72,0,72,1],[73,0,73,1],[74,0,74,1],[75,0,75,1],[76,0,76,1],[77,0,77,1],[78,0,78,1],[79,0,79,1],[80,0,80,1],[81,0,81,1],[82,0,82,1],[83,0,83,1],[84,0,84,1],[85,0,85,1],[86,0,86,1],[93,0,93,1],[94,0,94,1],[95,0,95,1],[99,0,99,1],[100,0,100,1],[101,0,101,1],[102,0,102,1],[103,0,103,1],[104,0,104,1],[109,0,109,1],[110,0,110,1],[111,0,111,1],[112,0,112,1],[113,0,113,1],[114,0,114,1],[115,0,115,1],[116,0,116,1],[117,0,117,1],[118,0,118,1],[119,0,119,1],[120,0,120,1],[121,0,121,1],[122,0,122,1],[123,0,123,1],[124,0,124,1],[125,0,125,1],[126,0,126,1],[127,0,127,1],[128,0,128,1],[129,0,129,1],[130,0,130,1],[131,0,131,1],[132,0,132,1],[133,0,133,1],[134,0,134,1],[135,0,135,1],[136,0,136,1],[137,0,137,1],[138,0,138,1],[139,0,139,1],[148,0,148,1],[149,0,149,1],[150,0,150,1],[151,0,151,1],[152,0,152,1],[153,0,153,1],[154,0,154,1],[155,0,155,1],[156,0,156,1],[157,0,157,1],[158,0,158,1],[163,0,163,1],[164,0,164,1],[165,0,165,1],[166,0,166,1],[167,0,167,1],[168,0,168,1],[169,0,169,1],[170,0,170,1],[171,0,171,1],[172,0,172,1],[173,0,173,1],[174,0,174,1],[175,0,175,1],[176,0,176,1],[177,0,177,1],[178,0,178,1],[180,0,180,1],[181,0,181,1],[182,0,182,1],[183,0,183,1],[184,0,184,1],[185,0,185,1],[186,0,186,1],[187,0,187,1],[188,0,188,1],[189,0,189,1],[190,0,190,1],[191,0,191,1],[192,0,192,1],[193,0,193,1],[194,0,194,1],[195,0,195,1],[196,0,196,1],[197,0,197,1],[198,0,198,1],[199,0,199,1],[200,0,200,1],[201,0,201,1],[202,0,202,1],[203,0,203,1],[204,0,204,1],[205,0,205,1],[206,0,206,1],[207,0,207,1],[208,0,208,1],[209,0,209,1],[210,0,210,1],[211,0,211,1],[212,0,212,1],[213,0,213,1],[214,0,214,1],[215,0,215,1],[216,0,216,1],[217,0,217,1],[218,0,218,1],[219,0,219,1],[220,0,220,1],[221,0,221,1],[222,0,222,1],[223,0,223,1],[224,0,224,1],[225,0,225,1],[226,0,226,1],[227,0,227,1],[228,0,228,1],[229,0,229,1],[230,0,230,1],[231,0,231,1],[232,0,232,1],[233,0,233,1],[234,0,234,1],[235,0,235,1],[236,0,236,1],[237,0,237,1],[238,0,238,1],[239,0,239,1],[240,0,240,1],[241,0,241,1],[242,0,242,1],[243,0,243,1],[244,0,244,1],[245,0,245,1],[246,0,246,1],[247,0,247,1],[248,0,248,1],[249,0,249,1],[250,0,250,1],[251,0,251,1],[252,0,252,1],[253,0,253,1],[254,0,254,1],[255,0,255,1],[256,0,256,1],[257,0,257,1],[258,0,258,1],[259,0,259,1],[260,0,260,1],[261,0,261,1],[262,0,262,1],[263,0,263,1],[264,0,264,1],[265,0,265,1],[266,0,266,1],[267,0,267,1],[268,0,268,1],[269,0,269,1],[270,0,270,1],[271,0,271,1],[272,0,272,1],[273,0,273,1],[274,0,274,1],[275,0,275,1],[276,0,276,1],[277,0,277,1],[278,0,278,1],[279,0,279,1],[280,0,280,1],[281,0,281,1],[282,0,282,1],[283,0,283,1],[284,0,284,1],[285,0,285,1],[286,0,286,1],[287,0,287,1],[288,0,288,1],[289,0,289,1],[290,0,290,1],[291,0,291,1],[292,0,292,1],[293,0,293,1],[294,0,294,1],[295,0,295,1],[296,0,296,1],[297,0,297,1],[298,0,298,1],[299,0,299,1],[300,0,300,1],[301,0,301,1],[302,0,302,1],[303,0,303,1],[304,0,304,1],[305,0,305,1],[306,0,306,1],[307,0,307,1],[308,0,308,1],[309,0,309,1],[310,0,310,1],[311,0,311,1],[312,0,312,1],[313,0,313,1],[314,0,314,1],[315,0,315,1],[316,0,316,1],[317,0,317,1],[318,0,318,1],[319,0,319,1],[320,0,320,1],[321,0,321,1],[322,0,322,1],[323,0,323,1],[324,0,324,1],[325,0,325,1],[326,0,326,1],[327,0,327,1],[328,0,328,1],[329,0,329,1],[330,0,330,1],[331,0,331,1],[332,0,332,1],[333,0,333,1],[334,0,334,1],[335,0,335,1],[336,0,336,1],[337,0,337,1],[338,0,338,1],[339,0,339,1],[340,0,340,1],[341,0,341,1],[342,0,342,1],[343,0,343,1],[344,0,344,1],[345,0,345,1],[346,0,346,1],[347,0,347,1],[348,0,348,1],[349,0,349,1],[350,0,350,1],[351,0,351,1],[352,0,352,1],[353,0,353,1],[354,0,354,1],[355,0,355,1],[356,0,356,1],[357,0,357,1],[358,0,358,1],[359,0,359,1],[360,0,360,1],[361,0,361,1],[362,0,362,1],[363,0,363,1],[364,0,364,1],[365,0,365,1],[366,0,366,1],[367,0,367,1],[368,0,368,1],[369,0,369,1],[370,0,370,1],[371,0,371,1],[372,0,372,1],[373,0,373,1],[374,0,374,1],[375,0,375,1],[378,0,378,1],[379,0,379,1],[380,0,380,1],[381,0,381,1],[382,0,382,1],[383,0,383,1],[386,0,386,1],[387,0,387,1],[388,0,388,1],[389,0,389,1],[390,0,390,1],[391,0,391,1],[392,0,392,1],[393,0,393,1],[394,0,394,1],[399,0,399,1],[400,0,400,1],[401,0,401,1],[402,0,402,1],[403,0,403,1],[407,0,407,1],[408,0,408,1],[409,0,409,1],[410,0,410,1],[411,0,411,1],[412,0,412,1],[413,0,413,1],[414,0,414,1],[415,0,415,1],[416,0,416,1],[417,0,417,1],[418,0,418,1],[419,0,419,1],[420,0,420,1],[421,0,421,1],[422,0,422,1],[423,0,423,1],[424,0,424,1],[425,0,425,1],[426,0,426,1],[427,0,427,1],[428,0,428,1],[429,0,429,1],[430,0,430,1],[431,0,431,1],[432,0,432,1],[433,0,433,1],[434,0,434,1],[435,0,435,1],[436,0,436,1],[437,0,437,1],[438,0,438,1],[439,0,439,1],[440,0,440,1],[441,0,441,1],[442,0,442,1],[443,0,443,1],[444,0,444,1],[445,0,445,1],[446,0,446,1],[447,0,447,1],[448,0,448,1],[449,0,449,1],[450,0,450,1],[451,0,451,1],[452,0,452,1],[453,0,453,1],[454,0,454,1],[455,0,455,1],[456,0,456,1],[457,0,457,1],[458,0,458,1],[459,0,459,1],[460,0,460,1],[461,0,461,1],[462,0,462,1],[463,0,463,1],[464,0,464,1],[465,0,465,1],[466,0,466,1],[467,0,467,1],[468,0,468,1],[469,0,469,1],[470,0,470,1],[471,0,471,1],[472,0,472,1],[473,0,473,1],[474,0,474,1],[475,0,475,1],[477,0,477,1],[478,0,478,1],[479,0,479,1],[480,0,480,1],[481,0,481,1],[482,0,482,1],[483,0,483,1],[484,0,484,1],[485,0,485,1],[486,0,486,1],[488,0,488,1],[489,0,489,1],[490,0,490,1],[491,0,491,1],[492,0,492,1],[493,0,493,1],[494,0,494,1],[495,0,495,1],[496,0,496,1],[497,0,497,1],[498,0,498,1],[499,0,499,1],[500,0,500,1],[501,0,501,1],[502,0,502,1],[503,0,503,1],[504,0,504,1],[505,0,505,1],[506,0,506,1],[507,0,507,1],[508,0,508,1],[509,0,509,1],[518,0,518,1],[519,0,519,1],[520,0,520,1],[521,0,521,1],[522,0,522,1],[523,0,523,1],[524,0,524,1],[525,0,525,1],[526,0,526,1],[527,0,527,1],[528,0,528,1],[529,0,529,1],[554,0,554,1],[555,0,555,1],[558,0,558,1],[559,0,559,1],[561,0,561,1],[562,0,562,1],[569,0,569,1],[570,0,570,1],[571,0,571,1],[572,0,572,1],[582,0,582,1],[583,0,583,1],[584,0,584,1],[617,0,617,1],[618,0,618,1],[619,0,619,1],[620,0,620,1],[621,0,621,1],[626,0,626,1],[627,0,627,1],[628,0,628,1],[629,0,629,1],[630,0,630,1],[631,0,631,1],[632,0,632,1],[633,0,633,1],[634,0,634,1],[635,0,635,1],[636,0,636,1],[637,0,637,1],[638,0,638,1],[639,0,639,1],[640,0,640,1],[641,0,641,1],[642,0,642,1],[643,0,643,1],[644,0,644,1],[645,0,645,1],[646,0,646,1],[647,0,647,1],[648,0,648,1],[649,0,649,1],[650,0,650,1],[651,0,651,1],[652,0,652,1],[653,0,653,1],[654,0,654,1],[655,0,655,1],[660,0,660,1],[665,0,665,1],[666,0,666,1],[667,0,667,1],[670,0,670,1],[671,0,671,1],[672,0,672,1],[673,0,673,1],[674,0,674,1],[675,0,675,1],[676,0,676,1],[677,0,677,1],[678,0,678,1],[679,0,679,1],[680,0,680,1],[681,0,681,1],[682,0,682,1],[683,0,683,1],[684,0,684,1],[685,0,685,1],[686,0,686,1],[687,0,687,1],[688,0,688,1],[689,0,689,1],[690,0,690,1],[691,0,691,1],[692,0,692,1],[693,0,693,1],[694,0,694,1],[695,0,695,1],[696,0,696,1],[697,0,697,1],[698,0,698,1],[699,0,699,1],[736,0,736,1],[737,0,737,1],[738,0,738,1],[739,0,739,1],[740,0,740,1],[741,0,741,1],[742,0,742,1],[743,0,743,1],[744,0,744,1],[745,0,745,1],[746,0,746,1],[747,0,747,1],[748,0,748,1],[749,0,749,1],[750,0,750,1],[751,0,751,1],[752,0,752,1],[753,0,753,1],[754,0,754,1],[755,0,755,1],[756,0,756,1],[757,0,757,1],[758,0,758,1],[759,0,759,1],[760,0,760,1],[761,0,761,1],[762,0,762,1],[763,0,763,1],[764,0,764,1],[765,0,765,1],[766,0,766,1],[767,0,767,1],[768,0,768,1],[769,0,769,1],[770,0,770,1],[771,0,771,1],[772,0,772,1],[773,0,773,1],[774,0,774,1],[775,0,775,1],[776,0,776,1],[777,0,777,1],[778,0,778,1],[779,0,779,1],[780,0,780,1],[781,0,781,1],[782,0,782,1],[783,0,783,1],[784,0,784,1],[785,0,785,1],[786,0,786,1],[787,0,787,1],[788,0,788,1],[789,0,789,1],[790,0,790,1],[791,0,791,1],[792,0,792,1],[793,0,793,1],[794,0,794,1],[795,0,795,1],[796,0,796,1],[797,0,797,1],[798,0,798,1],[799,0,799,1],[800,0,800,1],[801,0,801,1],[802,0,802,1],[803,0,803,1],[804,0,804,1],[805,0,805,1],[806,0,806,1],[807,0,807,1],[808,0,808,1],[809,0,809,1],[810,0,810,1],[811,0,811,1],[812,0,812,1],[813,0,813,1],[814,0,814,1],[815,0,815,1],[816,0,816,1],[817,0,817,1],[818,0,818,1],[819,0,819,1],[820,0,820,1],[821,0,821,1],[822,0,822,1],[823,0,823,1],[824,0,824,1],[825,0,825,1],[826,0,826,1],[827,0,827,1],[828,0,828,1],[829,0,829,1],[830,0,830,1],[831,0,831,1],[832,0,832,1],[833,0,833,1],[834,0,834,1],[835,0,835,1],[836,0,836,1],[837,0,837,1],[838,0,838,1],[839,0,839,1],[840,0,840,1],[841,0,841,1],[842,0,842,1],[843,0,843,1],[844,0,844,1],[845,0,845,1],[846,0,846,1],[847,0,847,1],[848,0,848,1],[849,0,849,1],[850,0,850,1],[851,0,851,1],[852,0,852,1],[853,0,853,1],[854,0,854,1],[855,0,855,1],[856,0,856,1],[857,0,857,1],[858,0,858,1],[859,0,859,1],[860,0,860,1],[861,0,861,1],[862,0,862,1],[863,0,863,1],[864,0,864,1],[865,0,865,1],[866,0,866,1],[867,0,867,1],[868,0,868,1],[869,0,869,1],[870,0,870,1],[871,0,871,1],[872,0,872,1],[873,0,873,1],[874,0,874,1],[875,0,875,1],[876,0,876,1],[877,0,877,1],[878,0,878,1],[879,0,879,1],[880,0,880,1],[881,0,881,1],[886,0,886,1],[887,0,887,1],[888,0,888,1],[889,0,889,1],[890,0,890,1],[891,0,891,1],[892,0,892,1],[893,0,893,1],[894,0,894,1],[895,0,895,1],[897,0,897,1],[899,0,899,1],[900,0,900,1],[901,0,901,1],[915,0,915,1],[916,0,916,1],[917,0,917,1],[918,0,918,1],[919,0,919,1],[930,0,930,1],[931,0,931,1],[932,0,932,1],[933,0,933,1],[934,0,934,1],[935,0,935,1],[936,0,936,1],[937,0,937,1],[938,0,938,1],[939,0,939,1],[940,0,940,1],[941,0,941,1],[942,0,942,1],[943,0,943,1],[944,0,944,1],[945,0,945,1],[960,0,960,1],[963,0,963,1],[964,0,964,1],[965,0,965,1],[968,0,968,1],[969,0,969,1],[975,0,975,1],[976,0,976,1],[977,0,977,1],[983,0,983,1],[985,0,985,1],[986,0,986,1],[987,0,987,1],[988,0,988,1],[989,0,989,1],[990,0,990,1],[991,0,991,1],[992,0,992,1],[993,0,993,1],[994,0,994,1],[995,0,995,1],[996,0,996,1],[997,0,997,1],[998,0,998,1],[999,0,999,1],[1000,0,1000,1],[1001,0,1001,1],[1002,0,1002,1],[1003,0,1003,1],[1004,0,1004,1],[1005,0,1005,1],[1006,0,1006,1],[1007,0,1007,1],[1008,0,1008,1],[1009,0,1009,1],[1010,0,1010,1],[1011,0,1011,1],[1012,0,1012,1],[1013,0,1013,1],[1014,0,1014,1],[1015,0,1015,1],[1016,0,1016,1],[1017,0,1017,1],[1018,0,1018,1],[1019,0,1019,1],[1020,0,1020,1],[1021,0,1021,1],[1022,0,1022,1],[1023,0,1023,1],[1024,0,1024,1],[1025,0,1025,1],[1027,0,1027,1],[1035,0,1035,1],[1036,0,1036,1],[1038,0,1038,1],[1039,0,1039,1],[1044,0,1044,1],[1045,0,1045,1],[1047,0,1047,1],[1051,0,1051,1],[1052,0,1052,1],[1053,0,1053,1],[1054,0,1054,1],[1055,0,1055,1],[1056,0,1056,1],[1057,0,1057,1],[1058,0,1058,1],[1059,0,1059,1],[1154,0,1154,1],[1174,0,1174,1],[1175,0,1175,1],[1176,0,1176,1],[1177,0,1177,1],[1178,0,1178,1],[1183,0,1183,1],[1184,0,1184,1],[1185,0,1185,1],[1186,0,1186,1],[1187,0,1187,1],[1189,0,1189,1],[1190,0,1190,1],[1191,0,1191,1],[1196,0,1196,1],[1197,0,1197,1],[1198,0,1198,1],[1199,0,1199,1],[1200,0,1200,1],[1201,0,1201,1],[1202,0,1202,1],[1203,0,1203,1],[1204,0,1204,1],[1205,0,1205,1],[1206,0,1206,1],[1207,0,1207,1],[1208,0,1208,1],[1220,0,1220,1],[1221,0,1221,1],[1222,0,1222,1],[1223,0,1223,1],[1224,0,1224,1],[1225,0,1225,1],[1226,0,1226,1],[1227,0,1227,1],[1228,0,1228,1],[1229,0,1229,1],[1230,0,1230,1],[1231,0,1231,1],[1232,0,1232,1],[1233,0,1233,1],[1234,0,1234,1],[1235,0,1235,1],[1236,0,1236,1],[1237,0,1237,1],[1238,0,1238,1],[1239,0,1239,1],[1240,0,1240,1],[1241,0,1241,1],[1242,0,1242,1],[1243,0,1243,1],[1244,0,1244,1],[1245,0,1245,1],[1246,0,1246,1],[1247,0,1247,1],[1249,0,1249,1],[1250,0,1250,1],[1251,0,1251,1],[1252,0,1252,1],[1253,0,1253,1],[1254,0,1254,1],[1255,0,1255,1],[1256,0,1256,1],[1257,0,1257,1],[1258,0,1258,1],[1259,0,1259,1],[1260,0,1260,1],[1261,0,1261,1],[1262,0,1262,1],[1263,0,1263,1],[1264,0,1264,1],[1265,0,1265,1],[1266,0,1266,1],[1267,0,1267,1],[1268,0,1268,1],[1269,0,1269,1],[1270,0,1270,8],[1271,0,1271,8],[1272,0,1272,1],[1273,0,1273,13],[1274,0,1274,8],[1274,9,1274,13],[1276,0,1276,13],[1277,1,1277,2],[1277,3,1277,4],[1277,6,1277,13],[1283,3,1283,4],[1287,3,1287,4],[1288,3,1288,4],[1289,1,1289,2],[1289,3,1289,4],[1290,1,1290,2],[1290,3,1290,4],[1291,3,1291,4],[1292,3,1292,4],[1295,3,1295,4],[1296,3,1296,13],[1297,6,1297,13],[1298,1,1298,2],[1298,3,1298,4],[1298,6,1298,13],[1299,1,1299,2],[1299,3,1299,4],[1306,3,1306,4],[1307,1,1307,2],[1309,1,1309,2],[1310,1,1310,2],[1310,3,1310,4],[1310,6,1310,13],[1314,1,1314,2],[1314,3,1314,4],[1314,5,1314,6],[1315,1,1315,2],[1315,3,1315,4],[1315,5,1315,6],[1316,1,1316,2],[1316,3,1316,4],[1316,5,1316,6],[1317,1,1317,2],[1317,3,1317,4],[1317,5,1317,6],[1318,0,1318,13],[1319,1,1319,4],[1319,5,1319,13],[1320,0,1320,13],[1321,0,1321,2],[1322,5,1322,13],[1323,1,1323,2],[1323,3,1323,4],[1323,5,1323,13],[1325,5,1325,13],[1326,5,1326,13],[1327,5,1327,13],[1328,5,1328,13],[1332,5,1332,13],[1333,5,1333,13],[1334,5,1334,13],[1335,5,1335,13],[1336,0,1336,13],[1337,0,1337,13],[1339,2,1339,4],[1339,9,1339,13],[1340,2,1340,4],[1340,9,1340,13],[1341,2,1341,4],[1341,9,1341,13],[1342,2,1342,4],[1342,9,1342,13],[1343,2,1343,4],[1344,2,1344,4],[1346,2,1346,4],[1348,2,1348,4],[1348,9,1348,13],[1349,2,1349,4],[1349,9,1349,13],[1350,2,1350,4],[1351,2,1351,4],[1354,2,1354,4],[1355,2,1355,4],[1356,2,1356,4],[1357,2,1357,4],[1358,2,1358,4],[1359,0,1359,13],[1360,1,1360,13],[1361,5,1361,13],[1362,5,1362,13],[1363,0,1363,13],[1364,0,1364,8],[1364,9,1364,13],[1365,9,1365,13],[1366,1,1366,8],[1366,9,1366,13],[1367,1,1367,8],[1367,9,1367,13],[1368,1,1368,8],[1368,9,1368,13],[1369,1,1369,8],[1369,9,1369,13],[1370,1,1370,8],[1370,9,1370,13],[1371,1,1371,8],[1371,9,1371,13],[1372,9,1372,13],[1373,0,1373,13],[1374,1,1374,2],[1374,4,1374,6],[1374,9,1374,13],[1375,1,1375,2],[1375,4,1375,6],[1375,9,1375,13],[1376,9,1376,13]],"merged_total":1534,"flags":["formulas_cached_only","merged_cut"]}
["Inspections and Maintenance of Fire Extinguishers and Kitchen Fire Suppression Systems"]
["RFP0419FACFEKFSS"]
["Schedule A"]
[]
["Vendor:"]
[]
["Instructions: Complete all yellow fields"]
["To see the detailed information for each Building, click on the \"+\" button to the left of each Building below\nTo expand all Building details, click the [2] above and to the left\nTo hide all Building details, click the [1] above and to the left",{"$nulls":8},"Inspection and Maintenance Fees Per Campus\n (Work to be performed during normal school hours, 7:00 am - 4:00 pm)"]
["Buildings and Addresses",null,null,"Month","Item Category","Item","Location","Manufacturer","Last Exchange Date","Winter 2019/ Summer 2020","Winter 2020/ Summer 2021","Winter 2021/ Summer 2022","Winter 2022/ Summer 2023\n(optional renewal)","Winter 2023/ Summer 2024\n(optional renewal)"]
["Administrative Center\n111 East North Street\nEureka, MO  63025-1229"]
[{"$nulls":3},8,"PORT","10ABC","BY B2","AMEREX",2015]
[{"$nulls":3},8,"PORT","10ABC","BY L1","BADGER",2018]
[{"$nulls":3},8,"PORT","10ABC","BY M1","BADGER",2018]
[{"$nulls":3},8,"PORT","10ABC","BY R9","AMEREX",2014]
[{"$nulls":3},8,"PORT","10ABC","UL BY S1","BADGER",2018]
[{"$nulls":3},8,"PORT","5ABC","BY L18","AMEREX-F",2016]
["Administrative Annex, Building A\n500 North Central Avenue\nEureka, MO  63025-1203"]
[{"$nulls":3},8,"PORT","5ABC","STORE RM BY A100","AMEREX-F",2016]
[{"$nulls":3},12,"PORT","5ABC","BLDG A: 1ST FL BY A11","AMEREX","2006-01-01"]
[{"$nulls":3},12,"PORT","5ABC","BLDG A: 1ST FL KITCHENETTE","AMEREX","2005-01-01"]
[{"$nulls":3},12,"PORT","5ABC","BLDG A: 2ND FL A12","AMEREX","2005-01-01"]
[{"$nulls":3},12,"PORT","5ABC","BLDG A: 2ND FL HALL","GENERAL","2006-01-01"]
[{"$nulls":3},12,"PORT","5ABC","BLDG A: 2ND FL IN RM A20","GENERAL","2006-01-01"]
[{"$nulls":3},12,"PORT","5ABC","BLDG A: BY A3","GENERAL","2006-01-01"]
[{"$nulls":3},12,"PORT","5ABC","BLDG A: IN A11 CONFERENCE","AMEREX","2006-01-01"]
[{"$nulls":3},12,"PORT","5ABC","BLDG A: STORAGE BY A11","AMEREX","2004-01-01"]
[{"$nulls":3},12,"PORT","5ABC","BLDG A: UPSTAIRS STORAGE A11","AMEREX","2003-01-01"]
[{"$nulls":3},8,"PORT","5ABC","BY A106","AMEREX-C",2013]
[{"$nulls":3},8,"PORT","5ABC","OUTSIDE A100","BADGER-F",2017]
[{"$nulls":3},8,"PORT","5ABC","BY A200","BADGER-F",2017]
[{"$nulls":3},8,"PORT","5ABC","BY A207","AMEREX-F",2013]
[{"$nulls":3},12,"PORT","5ABC","BLDG A: WAYNE'S OFFICE","AMEREX","2006-01-01"]
[{"$nulls":3},8,"PORT","5ABC","IN A 100","BADGER-F",2017]
[{"$nulls":3},8,"PORT","5ABC","IN A102 CUSTODIAL","BADGER-F",2017]
[{"$nulls":3},12,"PORT","5BC","BLDG A: 1ST FL IN A8","AMEREX","2006-01-01"]
[{"$nulls":3},8,"PORT","5CO2","IN A101 TECHNOLOGY","AMEREX",2014]
[{"$nulls":3},8,"PORT","5HALON","IN A200","AMEREX",2012]
[{"$nulls":3},12,"PORT","6ABC","BLDG A: CUSTODIAL OFFICE","AMEREX","2006-01-01"]
[{"$nulls":3},12,"PORT","5CO2","BLDG A: COMPUTER RM","AMEREX","2004-01-01"]
[{"$nulls":3},8,"PORT","5CGRD","IN A111","ANSUL",2014]
[{"$nulls":3},12,"PORT","5HALON","BLDG A: 2ND FL WAITING LAB A12","AMEREX","2006-01-01"]
[{"$nulls":3},12,"PORT","10ABC","BLDG A: LL OLD BOILER RM","AMEREX","2006-01-01"]
["Administrative Annex, Building B\n500 North Central Avenue\nEureka, MO  63025-1203"]
[{"$nulls":3},8,"PORT","5ABC","BY B102","BADGER-C",2017]
[{"$nulls":3},8,"PORT","5ABC","GYM","BADGER-C",2017]
[{"$nulls":3},8,"PORT","5ABC","GYM STAGE","AMEREX-I",2016]
[{"$nulls":3},8,"PORT","5ABC","GYM STOREROOM","BADGER-C",2017]
[{"$nulls":3},12,"PORT","5ABC","BLDG B: 1ST FL B16","AMEREX","2004-01-01"]
[{"$nulls":3},12,"PORT","5ABC","BLDG B: 1ST FL CAFE","AMEREX","2004-01-01"]
[{"$nulls":3},8,"PORT","5ABC","IN A209","AMEREX",2013]
[{"$nulls":3},12,"PORT","5ABC","BLDG B: SHIPPING & RECIEVING","GENERAL","2006-01-01"]
[{"$nulls":3},8,"PORT","5ABC","IN SHIPPING\\REC","AMEREX-F",2013]
[{"$nulls":3},8,"PORT","5ABC","LUNCH RM","AMEREX",2013]
[{"$nulls":3},8,"PORT","5ABC","L\\L BY EXIT","KIDDE-C",2015]
[{"$nulls":3},12,"PORT","5ABC","BLDG B: 1ST FL CAFE","AMEREX","2002-01-01"]
[{"$nulls":3},12,"PORT","5ABC","BLDG B: 1ST FL GYMNASIUM","AMEREX","2006-01-01"]
[{"$nulls":3},12,"PORT","5ABC","BLDG B: 1ST FL GYMNASIUM STORAGE","AMEREX","2006-01-01"]
[{"$nulls":3},12,"PORT","10ABC","BLDG B: 2ND FL B27","AMEREX","2006-01-01"]
[{"$nulls":3},12,"PORT","10ABC","BLDG B: HALL WALL TO EXIT","KIDDE","2002-01-01"]
[{"$nulls":3},12,"PORT","10BC","BLDG B: BOILER RM NEAR KITCHEN 82","AMEREX","2006-01-01"]
[{"$nulls":3},8,"PORT","10ABC","2ND FL IN B204","AMEREX",2016]
[{"$nulls":3},8,"PORT","10ABC","BASEMENT","AMEREX-F",2015]
[{"$nulls":3},8,"PORT","10ABC","BY B105","AMEREX-C",2014]
[{"$nulls":3},8,"PORT","10ABC","BY B202","AMEREX-C",2013]
["Administrative Annex, Building C/Maintenance\n500 North Central Avenue\nEureka, MO  63025-1203"]
[{"$nulls":3},8,"PORT","5ABC","ADMIN BUILDING KITCHENETTE","BADGER-F",2017]
[{"$nulls":3},8,"PORT","5ABC","BIG WOOD SHOP","BADGER-I",2017]
[{"$nulls":3},8,"PORT","5ABC","BIG WOOD SHOP","AMEREX",2015]
[{"$nulls":3},8,"PORT","5ABC","BIG WOOD SHOP","AMEREX",2013]
[{"$nulls":3},8,"PORT","5ABC","BIG WOOD SHOP","BADGER-I",2017]
[{"$nulls":3},8,"PORT","5ABC","L\\L IN WOOD SHOP","AMEREX-I",2014]
[{"$nulls":3},8,"PORT","5ABC","MAINTANCE WALL","BADGER-I",2017]
[{"$nulls":3},8,"PORT","5ABC","PAINT AREA","AMEREX",2013]
[{"$nulls":3},8,"PORT","5ABC","PAINT BOOTH AREA","BADGER-F",2017]
[{"$nulls":3},8,"PORT","5ABC","SPARE","AMEREX",2012]
[{"$nulls":3},8,"PORT","5ABC","SPARE","AMEREX",2013]
[{"$nulls":3},8,"PORT","5ABC","U\\L HALL","BUCKEYE-I",2015]
[{"$nulls":3},8,"PORT","5ABC","U\\L STORAGE","BADGER-F",2017]
[{"$nulls":3},8,"PORT","5ABC","WELDING BAY","AMEREX-I",2016]
[{"$nulls":3},8,"PORT","5ABC","WELDING BAY","AMEREX-I",2016]
[{"$nulls":3},8,"PORT","10ABC","FURNACE RM","AMEREX-I",2014]
[{"$nulls":3},8,"PORT","10ABC","SPARE","AMEREX",2016]
[{"$nulls":3},8,"PORT","10ABC","SPARE","KIDDE",2018]
[{"$nulls":3},8,"PORT","10ABC","U\\L MEETING RM","AMEREX",2015]
[{"$nulls":3},8,"PORT","20ABC","PAINT BOOTH AREA","BADGER",2017]
[{"$nulls":3},8,"PORT","5CGRD","SPARE","ANSUL",2016]
["Babler Elementary School\n1955 Shepard Road\nWildwood, MO  63038-1431"]
[{"$nulls":3},7,"PORT","10ABC","IN 15","AMEREX",2018]
[{"$nulls":3},7,"PORT","10ABC","IN 17","AMEREX-C",2017]
[{"$nulls":3},7,"PORT","10ABC","IN 6","AMEREX-F",2016]
[{"$nulls":3},7,"PORT","10ABC","IN LIBRARY","AMEREX",2018]
[{"$nulls":3},7,"PORT","5ABC","BY 19","AMEREX-C",2017]
[{"$nulls":3},7,"PORT","5ABC","BY 2","AMEREX",2018]
[{"$nulls":3},7,"PORT","5ABC","BY 28","AMEREX-F",2017]
[{"$nulls":3},7,"PORT","5ABC","BY 8","AMEREX-C",2017]
[{"$nulls":3},7,"PORT","5ABC","BY 9","AMEREX-C",2017]
[{"$nulls":3},7,"PORT","5ABC","BY LIBRARY","AMEREX-C",2017]
[{"$nulls":3},7,"PORT","5ABC","CAFETERIA B\\EXIT","AMEREX-C",2017]
[{"$nulls":3},7,"PORT","5ABC","HALL BY GYM\\STAIRS","AMEREX",2018]
[{"$nulls":3},7,"PORT","5ABC","HALL EXIT BY CAFETERIA","AMEREX-C",2017]
[{"$nulls":3},7,"PORT","5ABC","IN 16","AMEREX",2018]
[{"$nulls":3},7,"PORT","5ABC","IN 2","AMEREX",2012]
[{"$nulls":3},7,"PORT","5ABC","IN ELEVATOR RM","AMEREX-F",2016]
[{"$nulls":3},7,"PORT","5ABC","IN GYM","AMEREX-C",2017]
[{"$nulls":3},7,"PORT","5ABC","IN GYM","AMEREX-C",2017]
[{"$nulls":3},7,"PORT","5ABC","IN GYM","AMEREX-C",2017]
[{"$nulls":3},7,"PORT","5ABC","KITCHEN BD","AMEREX-F",2016]
[{"$nulls":3},7,"PORT","5ABC","KITCHEN ELECTRIC RM","AMEREX",2018]
[{"$nulls":3},7,"PORT","5ABC","LL BOILER RM","ANSUL",2015]
[{"$nulls":3},7,"PORT","5ABC","LL BOILER RM","ANSUL",2015]
[{"$nulls":3},7,"PORT","5ABC","LL BY 8","AMEREX-I",2017]
[{"$nulls":3},7,"PORT","5ABC","ON STAGE","ANSUL",2018]
[{"$nulls":3},7,"PORT","5ABC","ON STAGE","ANSUL",2015]
[{"$nulls":3},7,"PORT","5ABC","UL BY 38A","AMEREX-C",2017]
[{"$nulls":3},7,"PORT","5CGRD","IN 6","BADGER",2015]
[{"$nulls":3},7,"PORT","5CGRD","IN 6","AMEREX",2015]
[{"$nulls":3},7,"PORT","6LKCLAS","KITCHEN","ANSUL",2013]
[{"$nulls":3},12,"KSYS","KSYSW","KITCHEN","PYRO CHEM"]
["Ballwin Elementary School\n400 Jefferson Avenue\nBallwin, MO  63021-4925"]
[{"$nulls":3},7,"PORT","10ABC","IN KITCHEN","AMEREX",2013]
[{"$nulls":3},7,"PORT","10ABC","STORAGE IN M\\P RM","AMEREX",2018]
[{"$nulls":3},7,"PORT","5ABC","ACROSS HALL BY BOY'S RM","BUCKEYE-C",2016]
[{"$nulls":3},7,"PORT","5ABC","BY RM 2","AMEREX",2013]
[{"$nulls":3},7,"PORT","5ABC","CAFETERIA","ANSUL",2018]
[{"$nulls":3},7,"PORT","5ABC","HALL BY DOUBLE DOOR","BUCKEYE-C",2016]
[{"$nulls":3},7,"PORT","5ABC","HALL BY GYM","BUCKEYE-C",2016]
[{"$nulls":3},7,"PORT","5ABC","HALL BY OFFICES","ANSUL",2018]
[{"$nulls":3},7,"PORT","5ABC","HALL BY RM 113","AMEREX-F",2017]
[{"$nulls":3},7,"PORT","5ABC","HALL BY RM 2-A","BUCKEYE-C",2016]
[{"$nulls":3},7,"PORT","5ABC","HALL BY RM 5-A","BUCKEYE-C",2016]
[{"$nulls":3},7,"PORT","5ABC",": HALL BY RM 8","BUCKEYE-C",2016]
[{"$nulls":3},7,"PORT","5ABC","HALL OUTSIDE CAFE","ANSUL-C",2017]
[{"$nulls":3},7,"PORT","5ABC","IN CUSTODIAN RM IN M\\P RM","ANSUL",2018]
[{"$nulls":3},7,"PORT","5ABC","IN GYM","ANSUL",2015]
[{"$nulls":3},7,"PORT","5ABC","IN GYM BY STAGE","ANSUL-C",2017]
[{"$nulls":3},7,"PORT","5ABC","U\\L BY RM 14","BADGER-F",2017]
[{"$nulls":3},7,"PORT","5ABC","U\\L BY RM 16","ANSUL",2018]
[{"$nulls":3},7,"PORT","5ABC","U\\L BY RM 17","ANSUL",2018]
[{"$nulls":3},7,"PORT","5ABC","U\\L BY RM 9","BADGER",2017]
[{"$nulls":3},7,"PORT","6LKCLAS","IN KITCHEN","BADGER",2018]
["Blevins Elementary School\n25 East North Street\nEureka, MO  63025-1206"]
[{"$nulls":3},7,"PORT","5ABC","CAFETERIA HALL","ANSUL-C",2017]
[{"$nulls":3},7,"PORT","5ABC","EXIT/RM 16 HALL","ANSUL-C",2017]
[{"$nulls":3},7,"PORT","5ABC","EXIT/RM 3 HALL","ANSUL-C",2017]
[{"$nulls":3},7,"PORT","5ABC","GYM\\RM 19 HALL","ANSUL-C",2017]
[{"$nulls":3},7,"PORT","5ABC","HALL BY OFFICE","ANSUL-C",2017]
[{"$nulls":3},7,"PORT","5ABC","IN GYMNASIUM","ANSUL-C",2017]
[{"$nulls":3},7,"PORT","5ABC","LIBRARY BACK","ANSUL-C",2017]
[{"$nulls":3},7,"PORT","5ABC","LIBRARY FRONT","ANSUL-C",2017]
[{"$nulls":3},7,"PORT","5ABC","N\\EXIT BY RM 33","ANSUL-C",2017]
[{"$nulls":3},7,"PORT","5ABC","RESTROOMS EAST","ANSUL-C",2017]
[{"$nulls":3},7,"PORT","5ABC","RM 15 HALL","ANSUL-C",2017]
[{"$nulls":3},7,"PORT","5ABC","RM 23 HALL","ANSUL-C",2017]
[{"$nulls":3},7,"PORT","5ABC","RM 25 HALL","ANSUL-C",2017]
[{"$nulls":3},7,"PORT","5ABC","RM 30 HALL","ANSUL-C",2017]
[{"$nulls":3},7,"PORT","5ABC","RM 7 HALL","ANSUL-C",2017]
[{"$nulls":3},7,"PORT","5ABC","W\\EXIT BY RM 33","ANSUL-C",2017]
[{"$nulls":3},7,"PORT","6LKCLAS","KITCHEN","ANSUL",2014]
[{"$nulls":3},12,"KSYS","KSYSW","KITCHEN","PYRO CHEM"]
["Bowles Elementary School\n501 Bowles Avenue\nFenton, MO  63026-3820"]
[{"$nulls":3},7,"PORT","10ABC","BOILER RM IN KITCHEN","AMEREX",2018]
[{"$nulls":3},7,"PORT","10ABC","BY RM 12","KIDDE",2018]
[{"$nulls":3},7,"PORT","10ABC","BY STAFF LOUNGE","AMEREX",2016]
[{"$nulls":3},7,"PORT","10ABC","RM 20, HALL ACROSS RM 17","AMEREX",2018]
[{"$nulls":3},7,"PORT","5ABC","BOILER RM IN KITCHEN","AMEREX",2013]
[{"$nulls":3},7,"PORT","5ABC","BY COUNSELORS OFFICE","AMEREX-I",2017]
[{"$nulls":3},7,"PORT","5ABC","BY RM 23","AMEREX-C",2017]
[{"$nulls":3},7,"PORT","5ABC","BY RM 4","AMEREX-C",2017]
[{"$nulls":3},7,"PORT","5ABC","BY RM 6","AMEREX",2014]
[{"$nulls":3},7,"PORT","5ABC","BY RM 8","AMEREX-C",2017]
[{"$nulls":3},7,"PORT","5ABC","CAFETERIA","ANSUL",2018]
[{"$nulls":3},7,"PORT","5ABC","COPY RM","AMEREX-I",2016]
[{"$nulls":3},7,"PORT","5ABC","GYM ENTRANCE","AMEREX-C",2017]
[{"$nulls":3},7,"PORT","5ABC","GYMNASIUM","AMEREX-C",2017]
[{"$nulls":3},7,"PORT","5ABC","IN STRINGS RM POD THRU RM 18","AMEREX-C",2017]
[{"$nulls":3},7,"PORT","5ABC","MAIN OFFICE","AMEREX-F",2017]
[{"$nulls":3},7,"PORT","5ABC","SPEECH RM HALL, NEAR EXIT","AMEREX-C",2017]
[{"$nulls":3},7,"PORT","6LKCLAS","KITCHEN","AMEREX",2014]
[{"$nulls":3},12,"KSYS","KSYSW","KITCHEN","ANSUL"]
["Center for Creative Learning (CCL)\n265 Old State Road\nEllisville, MO 63021-5912"]
[{"$nulls":3},7,"PORT","10ABC","2ND FL MECHANICAL RM","AMEREX",2016]
[{"$nulls":3},7,"PORT","10ABC","HALL BY RM 20","AMEREX",2013]
[{"$nulls":3},7,"PORT","10ABC","HALL BY RM 24","AMEREX",2013]
[{"$nulls":3},7,"PORT","10ABC","LL BOILER RM","KIDDE-F",2017]
[{"$nulls":3},7,"PORT","5ABC","BY RM 13","AMEREX-F",2016]
[{"$nulls":3},7,"PORT","5ABC","GYM\\CAFETERIA","AMEREX-C",2016]
[{"$nulls":3},7,"PORT","5ABC","GYM STORAGE RM","AMEREX",2016]
[{"$nulls":3},7,"PORT","5ABC","HALL BY MULTIPURPOSE RM","AMEREX-C",2016]
[{"$nulls":3},7,"PORT","5ABC","HALL BY RM 12","AMEREX",2016]
[{"$nulls":3},7,"PORT","5ABC","HALL BY RM 14","AMEREX-C",2016]
[{"$nulls":3},7,"PORT","5ABC","HALL BY RM 2","AMEREX-C",2016]
[{"$nulls":3},7,"PORT","5ABC","HALL BY RM 4","BADGER-C",2017]
[{"$nulls":3},7,"PORT","5ABC","HALL BY RM 9","AMEREX",2013]
[{"$nulls":3},7,"PORT","5ABC","HALL BY TECHNOLOGY OFFICE","AMEREX-C",2016]
[{"$nulls":3},7,"PORT","5ABC","IN OFFICE COPY RM","AMEREX-C",2016]
[{"$nulls":3},7,"PORT","5ABC","IN PSYCHOMETRIST RM 13","AMEREX-F",2016]
[{"$nulls":3},7,"PORT","5ABC","IN SOUND STAGE RM BY RM 4","AMEREX-F",2016]
[{"$nulls":3},7,"PORT","5ABC","STAFF LOUNGE","AMEREX",2013]
[{"$nulls":3},7,"PORT","5ABC","STAFF LOUNGE","AMEREX",2013]
[{"$nulls":3},7,"PORT","5ABC","TRAILER","BADGER",2018]
[{"$nulls":3},7,"PORT","5ABC","TRAILER","BADGER",2018]
[{"$nulls":3},7,"PORT","6LKCLAS","KITCHEN","AMEREX",2016]
[{"$nulls":3},12,"KSYS","KSYSW","KITCHEN","ANSUL"]
["Chesterfield Elementary School\n17700 Wild Horse Creek Road\nChesterfield, MO  63005-3799"]
[{"$nulls":3},7,"PORT","10ABC","BY RM 6","AMEREX-C",2017]
[{"$nulls":3},7,"PORT","10ABC","IN OFFICE CLOSET","AMEREX",2018]
[{"$nulls":3},7,"PORT","20ABC","BY F\\D","AMEREX",2015]
[{"$nulls":3},7,"PORT","20ABC","CAFETERIA","AMEREX",2015]
[{"$nulls":3},7,"PORT","5ABC","BY GYM","AMEREX-C",2017]
[{"$nulls":3},7,"PORT","5ABC","BY RM 14","AMEREX-C",2017]
[{"$nulls":3},7,"PORT","5ABC","BY RM 18","KIDDE",2018]
[{"$nulls":3},7,"PORT","5ABC","BY RM 21","AMEREX",2018]
[{"$nulls":3},7,"PORT","5ABC","BY R\\R","AMEREX-C",2017]
[{"$nulls":3},7,"PORT","5ABC","CUST OFFICE","AMEREX-F",2017]
[{"$nulls":3},7,"PORT","5ABC","EXIT BY RM RM 1B","AMEREX-C",2017]
[{"$nulls":3},7,"PORT","5ABC","IN GYM","AMEREX-C",2017]
[{"$nulls":3},7,"PORT","5ABC","IN GYM","AMEREX-C",2017]
[{"$nulls":3},7,"PORT","5ABC","IN OFFICE","AMEREX",2013]
[{"$nulls":3},7,"PORT","5ABC","KITCHEN","AMEREX",2018]
[{"$nulls":3},7,"PORT","5ABC","LIBRARY","AMEREX-C",2017]
[{"$nulls":3},7,"PORT","5ABC","S\\EXIT","AMEREX-C",2017]
[{"$nulls":3},7,"PORT","5ABC","WING 1 BY RM 3","AMEREX",2014]
[{"$nulls":3},7,"PORT","5ABC","WING 2 EXIT","AMEREX-C",2017]
[{"$nulls":3},7,"PORT","5ABC","WING 3 N\\EXIT","AMEREX-C",2017]
[{"$nulls":4},"KSYS","KSYSW","KITCHEN","ANSUL"]
[{"$nulls":3},7,"PORT","6LKCLAS","KITCHEN","ANSUL",2016]
["Child Nutrition Services Warehouse\n     and Facilities\n17146 Manchester Road\nWildwood, MO  63040-1001"]
[{"$nulls":3},7,"PORT","10ABC","DOCK","AMEREX",2014]
[{"$nulls":3},7,"PORT","5ABC","1FL BY FURNACE/DOCK","KIDDE",2018]
[{"$nulls":3},7,"PORT","5ABC","2FL E\\DOCK","ANSUL-F",2017]
[{"$nulls":3},7,"PORT","5ABC","2FL FACILITIES LOBBY","AMEREX",2014]
[{"$nulls":3},7,"PORT","5ABC","2FL KITCHENETTE","AMEREX",2014]
[{"$nulls":3},7,"PORT","5ABC","2FL STORAGE BY WORKSTATION","ANSUL-F",2017]
[{"$nulls":3},7,"PORT","5ABC","2ND FL BY DOOR","ANSUL-F",2017]
[{"$nulls":3},7,"PORT","5ABC","FOOD STOREROOM BY DOOR","ANSUL-F",2017]
[{"$nulls":3},7,"PORT","5ABC","LOUNGE","AMEREX",2014]
[{"$nulls":3},7,"PORT","5ABC","OLD OFFICE","AMEREX",2014]
[{"$nulls":3},7,"PORT","5ABC","W\\HALL","BADGER",2018]
["Crestview Middle School\n16025 Clayton Road\nEllisville, MO  63011-2162"]
[{"$nulls":3},7,"PORT","10ABC","BY 209","KIDDE",2015]
[{"$nulls":3},7,"PORT","10ABC","BY CUSTODIAN OFFICE","AMEREX",2018]
[{"$nulls":3},7,"PORT","10ABC","GYM STAGE","BADGER",2014]
[{"$nulls":3},7,"PORT","10ABC","IN 515","AMEREX",2018]
[{"$nulls":3},7,"PORT","10ABC","IN MECHANICAL RM BY 406","BADGER",2018]
[{"$nulls":3},7,"PORT","10ABC","POOL","KIDDE",2015]
[{"$nulls":3},7,"PORT","10ABC","POOL","ANSUL",2015]
[{"$nulls":3},7,"PORT","10ABC","SCENE SHOP","AMEREX-F",2017]
[{"$nulls":3},7,"PORT","25GMIS","POOL PUMP RM","AMEREX",2015]
[{"$nulls":3},7,"PORT","5ABC","BOYS LOCKER RM","AMEREX",2013]
[{"$nulls":3},7,"PORT","5ABC","BY 107","ANSUL-C",2017]
[{"$nulls":3},7,"PORT","5ABC","BY 107","ANSUL-C",2017]
[{"$nulls":3},7,"PORT","5ABC","BY 205","ANSUL-C",2017]
[{"$nulls":3},7,"PORT","5ABC","BY 205","ANSUL",2018]
[{"$nulls":3},7,"PORT","5ABC","BY 208","ALF",2014]
[{"$nulls":3},7,"PORT","5ABC","BY 301","ANSUL",2018]
[{"$nulls":3},7,"PORT","5ABC","BY 305","KIDDE",2018]
[{"$nulls":3},7,"PORT","5ABC","BY 319","ANSUL",2018]
[{"$nulls":3},7,"PORT","5ABC","BY 322","AMEREX",2013]
[{"$nulls":3},7,"PORT","5ABC","BY 405","AMEREX",2014]
[{"$nulls":3},7,"PORT","5ABC","BY 409","AMEREX-C",2016]
[{"$nulls":3},7,"PORT","5ABC","BY 410","ANSUL-C",2017]
[{"$nulls":3},7,"PORT","5ABC","BY 501","ANSUL-C",2017]
[{"$nulls":3},7,"PORT","5ABC","BY 506","AMEREX",2018]
[{"$nulls":3},7,"PORT","5ABC","BY 508","AMEREX-C",2017]
[{"$nulls":3},7,"PORT","5ABC","BY 511","ANSUL-C",2017]
[{"$nulls":3},7,"PORT","5ABC","BY 512","AMEREX-C",2016]
[{"$nulls":3},7,"PORT","5ABC","BY CUSTODIAN CLOSET","ANSUL-C",2017]
[{"$nulls":3},7,"PORT","5ABC","BY CUSTODIAN CLOSET","ANSUL",2018]
[{"$nulls":3},7,"PORT","5ABC","BY OFFICE","ANSUL-C",2017]
[{"$nulls":3},7,"PORT","5ABC","BY THEATER \\ENTRANCE","ANSUL-C",2017]
[{"$nulls":3},7,"PORT","5ABC","CENTER BAY\\VENDING","AMEREX",2014]
[{"$nulls":3},7,"PORT","5ABC","ELEVATOR RM","AMEREX",2013]
[{"$nulls":3},7,"PORT","5ABC","GROUNDS CENTER BAY\\VENDING","AMEREX-C",2013]
[{"$nulls":3},7,"PORT","5ABC","GROUNDS SHOP","ANSUL",2018]
[{"$nulls":3},7,"PORT","5ABC","GROUNDS STORE ROOM","AMEREX",2013]
[{"$nulls":3},7,"PORT","5ABC","IN 108","ANSUL",2017]
[{"$nulls":3},7,"PORT","5ABC","IN 114","AMEREX-I",2014]
[{"$nulls":3},7,"PORT","5ABC","IN 206","ANSUL",2017]
[{"$nulls":3},7,"PORT","5ABC","IN 207","ANSUL-F",2017]
[{"$nulls":3},7,"PORT","5ABC","IN 307","ANSUL",2015]
[{"$nulls":3},7,"PORT","5ABC","IN 317","ANSUL-C",2017]
[{"$nulls":3},7,"PORT","5ABC","IN 406","ANSUL-F",2017]
[{"$nulls":3},7,"PORT","5ABC","IN 407","ANSUL-F",2017]
[{"$nulls":3},7,"PORT","5ABC","IN 408","AMEREX",2014]
[{"$nulls":3},7,"PORT","5ABC","IN 408","AMEREX",2014]
[{"$nulls":3},7,"PORT","5ABC","IN 411","ANSUL-F",2017]
[{"$nulls":3},7,"PORT","5ABC","IN 502","AMEREX",2014]
[{"$nulls":3},7,"PORT","5ABC","IN 502","AMEREX-F",2016]
[{"$nulls":3},7,"PORT","5ABC","IN 514","ANSUL",2018]
[{"$nulls":3},7,"PORT","5ABC","IN 515","ANSUL-I",2017]
[{"$nulls":3},7,"PORT","5ABC","IN BAND RM 504","AMEREX",2013]
[{"$nulls":3},7,"PORT","5ABC","IN CAFETERIA","AMEREX-C",2016]
[{"$nulls":3},7,"PORT","5ABC","IN GYM","AMEREX",2013]
[{"$nulls":3},7,"PORT","5ABC","IN OFFICE","AMEREX-C",2016]
[{"$nulls":3},7,"PORT","5ABC","KITCHEN STORAGE","AMEREX",2014]
[{"$nulls":3},7,"PORT","5ABC","LL BY MECHANICAL RM","AMEREX",2013]
[{"$nulls":3},7,"PORT","5ABC","LOWER GYM","AMEREX",2013]
[{"$nulls":3},7,"PORT","5ABC","LOWER GYM ENTRANCE","ANSUL",2015]
[{"$nulls":3},7,"PORT","5ABC","SCENE SHOP","ANSUL",2018]
[{"$nulls":3},7,"PORT","5ABC","SCENE SHOP OFFICE","ANSUL",2018]
[{"$nulls":3},7,"PORT","5ABC","SEATING \\BY SOUND BOOTH","ANSUL-C",2017]
[{"$nulls":3},7,"PORT","5ABC","SMALL KITCHEN","ANSUL",2018]
[{"$nulls":3},7,"PORT","5ABC","STAGE HALL BYR\\R","ANSUL-C",2017]
[{"$nulls":3},7,"PORT","5ABC","TECHNICAL SUPPORT","KIDDE",2018]
[{"$nulls":3},7,"PORT","5ABC","TECHNICAL SUPPORT","AMEREX",2013]
[{"$nulls":3},7,"PORT","5ABC","WEIGHT RM","ANSUL-C",2017]
[{"$nulls":3},7,"PORT","6LKCLAS","KITCHEN","AMEREX",2016]
[{"$nulls":3},7,"PORT","6LKCLAS","SMALL KITCHEN","ANSUL",2016]
[{"$nulls":3},12,"KSYS","KSYSW","KITCHEN","PYRO CHEM"]
["Early Childhood Center\n     at Clarkson Valley\n2730 Valley Road\nChesterfield, MO 63005-6920"]
[{"$nulls":3},7,"PORT","5ABC","AT F\\DESK","AMEREX",2014]
[{"$nulls":3},7,"PORT","5ABC","BY RM 11","AMEREX",2014]
[{"$nulls":3},7,"PORT","5ABC","BY RM 3","AMEREX",2014]
[{"$nulls":3},7,"PORT","5ABC","IN LOUNGE","AMEREX",2014]
["Early Childhood Center\n     at Vandover\n1900 Hawkins Road\nFenton, MO  63026-2786"]
[null,null,"AMEREX",7,"PORT","5ABC","1ST FL HALL BY 13","AMEREX",2013]
[null,null,"AMEREX",7,"PORT","5ABC","ELECT RM, INSIDE GYM","AMEREX",2013]
[null,null,"AMEREX",7,"PORT","5ABC","GYM","AMEREX",2013]
[null,null,"AMEREX",7,"PORT","5ABC","IN RM 13 STORAGE","AMEREX",2017]
[null,null,"AMEREX",7,"PORT","5ABC","MAIN HALL BY RM 3","AMEREX",2017]
[null,null,"ANSUL",7,"PORT","5ABC","PUMP RM, ACROSS FR LOUNGE","ANSUL",2018]
[null,null,"AMEREX",7,"PORT","5ABC","STAFF LOUNGE","AMEREX",2017]
["Ellisville Elementary School\n1425 Froesel Drive\nEllisville, MO  63011-2132"]
[{"$nulls":3},12,"PORT","5ABC","OFFICE","AMEREX",2016]
[{"$nulls":3},1,"KSYS","KSYSW","KITCHEN","PYRO CHEM"]
[{"$nulls":3},7,"PORT","10ABC","HALL BY CLOSE TO ROOM 25","BADGER",2014]
[{"$nulls":3},7,"PORT","10ABC","HALL BY OFFICE","AMEREX",2014]
[{"$nulls":3},7,"PORT","10ABC","KITCHEN","AMEREX",2015]
[{"$nulls":3},7,"PORT","5ABC","BY RM 5","AMEREX",2014]
[{"$nulls":3},7,"PORT","5ABC","END OF HALL PAST ROOM 40","AMEREX-HP",2015]
[{"$nulls":3},7,"PORT","5ABC","FRONT LOBBY BY OFFICE","ANSUL",2017]
[{"$nulls":3},7,"PORT","5ABC","GYM/ CAFE","ANSUL",2017]
[{"$nulls":3},7,"PORT","5ABC","GYM/ CAFE","ANSUL",2017]
[{"$nulls":3},7,"PORT","5ABC","HALL BY ADVENTURE CLUB","ANSUL",2015]
[{"$nulls":3},7,"PORT","5ABC","HALL BY CLOSE TO ROOM 33","AMEREX",2014]
[{"$nulls":3},7,"PORT","5ABC","HALL BY LIBRARY","ANSUL",2015]
[{"$nulls":3},7,"PORT","5ABC","HALL BY RM 1\\EXIT","AMEREX",2014]
[{"$nulls":3},7,"PORT","5ABC","HALL BY RM A MUSIC","AMEREX",2014]
[{"$nulls":3},7,"PORT","5ABC","HALL BY ROOM 12","AMEREX",2014]
[{"$nulls":3},7,"PORT","5ABC","HALL BY ROOM 18","ANSUL",2017]
[{"$nulls":3},7,"PORT","5ABC","HALL OUTSIDE GYM","ANSUL",2015]
[{"$nulls":3},7,"PORT","5ABC","IN ADVENTURE CLUB ROOM OLD KITCHEN","AMEREX",2014]
[{"$nulls":3},7,"PORT","5ABC","IN CUSTODIAN OFFICE","ANSUL",2017]
[{"$nulls":3},7,"PORT","5ABC","IN GYM","ANSUL",2017]
[{"$nulls":3},7,"PORT","5ABC","IN ROOM 149","AMEREX-I",2016]
[{"$nulls":3},7,"PORT","5ABC","IN STORAGE BY ROOM 29","ANSUL",2017]
[{"$nulls":3},7,"PORT","5ABC","IN STORAGE RM BY 29","AMEREX",2013]
[{"$nulls":3},7,"PORT","5ABC","LOBBY BY CAFE","ANSUL",2017]
[{"$nulls":3},7,"PORT","5ABC","MECHANICAL ROOM BY ROOM 6","ANSUL",2017]
[{"$nulls":3},7,"PORT","5ABC","THE STRINGS ROOM","ANSUL",2017]
["Eureka Elementary School\n(Current location - Summer 2019)\n442 West Fourth Street\nEureka, MO  63025-1804"]
[{"$nulls":3},7,"PORT","10ABC","CAFETERIA","AMEREX",2013]
[{"$nulls":3},7,"PORT","5ABC","CAFETERIA STORAGE","AMEREX",2013]
[{"$nulls":3},7,"PORT","5ABC","CAFETERIA, UPSTAIRS IN ADVENTURE CLUB","AMEREX",2013]
[{"$nulls":3},7,"PORT","5ABC","ELECTRIC RM BY CAFETERIA","AMEREX",2017]
[{"$nulls":3},7,"PORT","5ABC","IN GYMNASIUM","AMEREX",2013]
[{"$nulls":3},7,"PORT","5ABC","IN GYMNASIUM","ANSUL",2013]
[{"$nulls":3},7,"PORT","5ABC","IN NURSE OFFICE","AMEREX-F",2016]
[{"$nulls":3},7,"PORT","5ABC","KITCHEN","ALF",2013]
[{"$nulls":3},7,"PORT","5ABC","LIBRARY HALL","ANSUL",2017]
[{"$nulls":3},7,"PORT","5ABC","LL, ELEV RM","ANSUL",2013]
[{"$nulls":3},7,"PORT","5ABC","LL. IN 16","AMEREX",2014]
[{"$nulls":3},7,"PORT","5ABC","LL, RM 15 HALL","ANSUL",2013]
[{"$nulls":3},7,"PORT","5ABC","LL, RM 15 HALL","BUCKEYE",2013]
[{"$nulls":3},7,"PORT","5ABC","OFFICE CLOSET","AMEREX-F",2016]
[{"$nulls":3},7,"PORT","5ABC","OFFICE HALL","AMEREX",2013]
[{"$nulls":3},7,"PORT","5ABC","RM 11 HALL","ANSUL",2013]
[{"$nulls":3},7,"PORT","5ABC","RM 14 HALL","ANSUL",2013]
[{"$nulls":3},7,"PORT","5ABC","RM 1 HALL","AMEREX",2013]
[{"$nulls":3},7,"PORT","5ABC","RM 28 HALL","BUCKEYE",2013]
[{"$nulls":3},7,"PORT","5ABC","UPSTAIRS, RM 22 HALL","ANSUL",2017]
[{"$nulls":3},7,"PORT","5ABC","UPSTAIRS, RM 22 HALL","AMEREX-C",2016]
[{"$nulls":3},7,"PORT","5CGRD","ELECTRICAL RM BY CAFETERIA","ANSUL",2014]
[{"$nulls":3},7,"PORT","6LKCLAS","KITCHEN","AMEREX-J",2016]
[{"$nulls":3},12,"KSYS","KSYSW","KITCHEN","ANSUL"]
["Eureka High School\n(New addition construction - Summer 2019)\n4525 Highway 109\nEureka, MO  63025-1248"]
[{"$nulls":3},7,"PORT","10ABC","106 HALL","AMEREX",2017]
[{"$nulls":3},7,"PORT","10ABC","BY 297","AMEREX",2017]
[{"$nulls":3},7,"PORT","10ABC","BY 301","AMEREX",2017]
[{"$nulls":3},7,"PORT","10ABC","BY 722 HALL \\VENDING","KIDDE",2012]
[{"$nulls":3},7,"PORT","10ABC","BY 723","ANSUL",2015]
[{"$nulls":3},7,"PORT","10ABC","BY 801","BADGER",2015]
[{"$nulls":3},7,"PORT","10ABC","BY 901","BADGER",2015]
[{"$nulls":3},7,"PORT","10ABC","BY 909","BADGER",2015]
[{"$nulls":3},7,"PORT","10ABC","BY DRESSING RM \\EXIT","AMEREX",2017]
[{"$nulls":3},7,"PORT","10ABC","BY ROOM 420 MUSIC AREA","AMEREX",2012]
[{"$nulls":3},7,"PORT","10ABC","BY SCHOOL STORE","AMEREX",2015]
[{"$nulls":3},7,"PORT","10ABC","BY SOUND RM","AMEREX","2011-07-01"]
[{"$nulls":3},7,"PORT","10ABC","BY SOUND RM","AMEREX","2011-07-01"]
[{"$nulls":3},7,"PORT","10ABC","BY VARSITY GIRLS LOCKER RM","AMEREX",2015]
[{"$nulls":3},7,"PORT","10ABC","COMMONS THEATER","ANSUL",2015]
[{"$nulls":3},7,"PORT","10ABC","HALL BY BACK OFFICE DR","ANSUL",2015]
[{"$nulls":3},7,"PORT","10ABC","IN 103 DARK RM","AMEREX",2017]
[{"$nulls":3},7,"PORT","10ABC","IN 106","AMEREX",2017]
[{"$nulls":3},7,"PORT","10ABC","IN 113 KILN RM","AMEREX",2017]
[{"$nulls":3},7,"PORT","10ABC","IN 201","ANSUL",2012]
[{"$nulls":3},7,"PORT","10ABC","IN 299","AMEREX",2017]
[{"$nulls":3},7,"PORT","10ABC","IN 300","AMEREX",2017]
[{"$nulls":3},7,"PORT","10ABC","IN 316","ANSUL",2015]
[{"$nulls":3},7,"PORT","10ABC","IN CONCESSION BY GYM A","BADGER",2015]
[{"$nulls":3},7,"PORT","10ABC","IN CUSTODIAN OFFICE","AMEREX",2017]
[{"$nulls":3},7,"PORT","10ABC","IN DRESSING RM","AMEREX",2017]
[{"$nulls":3},7,"PORT","10ABC","IN GYM A","BADGER",2015]
[{"$nulls":3},7,"PORT","10ABC","IN GYM A","ANSUL",2015]
[{"$nulls":3},7,"PORT","10ABC","JR \\SR HALL","AMEREX",2016]
[{"$nulls":3},7,"PORT","10ABC","MAIN ENTRANCE","AMEREX",2015]
[{"$nulls":3},7,"PORT","10ABC","NEW STAGE","AMEREX",2017]
[{"$nulls":3},7,"PORT","10ABC","NEW STAGE HALL","AMEREX",2016]
[{"$nulls":3},7,"PORT","10ABC","OLD STAGE","AMEREX",2013]
[{"$nulls":3},7,"PORT","10ABC","OLD STAGE","AMEREX",2013]
[{"$nulls":3},7,"PORT","10ABC","STAGE ELECTRIC RM THRU STORAGE","AMEREX",2013]
[{"$nulls":3},7,"PORT","10ABC","STAGE HALL EXIT","AMEREX","2011-07-01"]
[{"$nulls":3},7,"PORT","10CO2","IN BOILER ROOM","AMEREX",2017]
[{"$nulls":3},7,"PORT","25GMIS","POOL CHEM RM","AMEREX",2015]
[{"$nulls":3},7,"PORT","5ABC","106 HALL, STORAGE","ANSUL",2012]
[{"$nulls":3},7,"PORT","5ABC","BOYS LOCKER RM POOL","AMEREX",2013]
[{"$nulls":3},7,"PORT","5ABC","BY 104","AMEREX",2012]
[{"$nulls":3},7,"PORT","5ABC","BY 112","AMEREX",2012]
[{"$nulls":3},7,"PORT","5ABC","BY 302","AMEREX",2016]
[{"$nulls":3},7,"PORT","5ABC","BY 307","ANSUL",2013]
[{"$nulls":3},7,"PORT","5ABC","BY 314","BUCKEYE-C",2016]
[{"$nulls":3},7,"PORT","5ABC","BY 402","BUCKEYE-C",2016]
[{"$nulls":3},7,"PORT","5ABC","BY 404","BUCKEYE-C",2016]
[{"$nulls":3},7,"PORT","5ABC","BY 406","BUCKEYE-C",2016]
[{"$nulls":3},7,"PORT","5ABC","BY 501","AMEREX",2017]
[{"$nulls":3},7,"PORT","5ABC","BY 502","AMEREX-C",2016]
[{"$nulls":3},7,"PORT","5ABC","BY 503","AMEREX-C",2016]
[{"$nulls":3},7,"PORT","5ABC","BY 504","AMEREX-C",2016]
[{"$nulls":3},7,"PORT","5ABC","BY 703","AMEREX-F",2016]
[{"$nulls":3},7,"PORT","5ABC","BY 705\\EXIT","BUCKEYE",2013]
[{"$nulls":3},7,"PORT","5ABC","BY 714","BUCKEYE-I",2016]
[{"$nulls":3},7,"PORT","5ABC","BY 724\\725","BUCKEYE-C",2016]
[{"$nulls":3},7,"PORT","5ABC","BY 727 B","BADGER",2015]
[{"$nulls":3},7,"PORT","5ABC","BY 809","AMEREX-C",2016]
[{"$nulls":3},7,"PORT","5ABC","BY GUIDANCE","BUCKEYE-C",2016]
[{"$nulls":3},7,"PORT","5ABC","BY RM 110","AMEREX-C",2016]
[{"$nulls":3},7,"PORT","5ABC","COMMONS W\\SIDE EXIT","BUCKEYE-C",2016]
[{"$nulls":3},7,"PORT","5ABC","CONCESSION BY POOL","AMEREX",2013]
[{"$nulls":3},7,"PORT","5ABC","GIRLS LOCKER RM POOL","AMEREX",2016]
[{"$nulls":3},7,"PORT","5ABC","HALL BY OFFICE","BUCKEYE-C",2016]
[{"$nulls":3},7,"PORT","5ABC","IN 202","AMEREX",2013]
[{"$nulls":3},7,"PORT","5ABC","IN 204 B","AMEREX",2012]
[{"$nulls":3},7,"PORT","5ABC","IN 301","BADGER",2015]
[{"$nulls":3},7,"PORT","5ABC","IN 302","BADGER",2015]
[{"$nulls":3},7,"PORT","5ABC","IN 311","AMEREX-F",2016]
[{"$nulls":3},7,"PORT","5ABC","IN 312","AMEREX-F",2016]
[{"$nulls":3},7,"PORT","5ABC","IN 313","AMEREX-F",2016]
[{"$nulls":3},7,"PORT","5ABC","IN 313 PREP","AMEREX-F",2016]
[{"$nulls":3},7,"PORT","5ABC","IN 314","AMEREX-F",2016]
[{"$nulls":3},7,"PORT","5ABC","IN 315","BUCKEYE-I",2016]
[{"$nulls":3},7,"PORT","5ABC","IN 803A ELEVATER RM","BADGER",2015]
[{"$nulls":3},7,"PORT","5ABC","IN KITCHEN","ANSUL",2015]
[{"$nulls":3},7,"PORT","5ABC","IN KITCHEN","ANSUL",2015]
[{"$nulls":3},7,"PORT","5ABC","IN LIBRARY \\FICTION","BUCKEYE-I",2016]
[{"$nulls":3},7,"PORT","5ABC","IN LIBRARY KITCHENETTE","BADGER-V",2016]
[{"$nulls":3},7,"PORT","5ABC","IN LIBRARY MIDDLE","BUCKEYE-I",2016]
[{"$nulls":3},7,"PORT","5ABC","IN LIBRARY NONFICTION","BUCKEYE-I",2016]
[{"$nulls":3},7,"PORT","5ABC","IN LOUNGE","AMEREX",2012]
[{"$nulls":3},7,"PORT","5ABC","IN RM 109 PRE SCHOOL","AMEREX-F",2016]
[{"$nulls":3},7,"PORT","5ABC","KITCHEN DINNING AREA ON WALL","AMEREX",2012]
[{"$nulls":3},7,"PORT","5ABC","POOL","AMEREX-C",2016]
[{"$nulls":3},7,"PORT","5ABC","POOL","AMEREX-C",2016]
[{"$nulls":3},7,"PORT","5ABC","POOL","AMEREX-C",2016]
[{"$nulls":3},7,"PORT","5ABC","POOL COACH OFFICE","AMEREX",2016]
[{"$nulls":3},7,"PORT","5ABC","STAGE HALL BY CLOSET","ANSUL-C",2016]
[{"$nulls":3},7,"PORT","5ABC","STAGE HALL BY CLOSET","BUCKEYE-C",2016]
[{"$nulls":3},7,"PORT","5ABC","WALL BY BACK SEATING","AMEREX-C",2016]
[{"$nulls":3},7,"PORT","5ABC","WALL BY BACK SEATING","AMEREX-C",2016]
[{"$nulls":3},7,"PORT","5HALON","POOL PUMP RM","AMEREX",2012]
[{"$nulls":3},7,"PORT","6LKCLAS","IN KITCHEN","ANSUL",2014]
[{"$nulls":3},12,"KSYS","KSYSW","KITCHEN","PYRO CHEM"]
[{"$nulls":3},6,"FHOSE","FH50","0LD STAGE","NONE","2013-07-01"]
[{"$nulls":3},6,"FHOSE","FH50","NEW STAGE","NONE","2013-07-01"]
[{"$nulls":3},6,"FHOSE","FH50","NEW STAGE","NONE","2013-07-01"]
[{"$nulls":3},6,"FHOSE","FH50","OLD STAGE","NONE","2013-07-01"]
["Fairway Elementary School\n480 Old Fairway Drive\nWildwood, MO  63040-1569"]
[{"$nulls":3},6,"KSYS","KSYSW","KITCHEN","PYRO CHEM"]
[{"$nulls":3},7,"PORT","10ABC","BACK HALL OF KITCHEN 56","AMEREX-F",2016]
[{"$nulls":3},7,"PORT","10ABC","BACK HALL OF KITCHEN BY EXIT","AMEREX-F",2017]
[{"$nulls":3},7,"PORT","10ABC","BACK HALL OF OFFICE","AMEREX-F",2016]
[{"$nulls":3},7,"PORT","10ABC","BOILER ROOM BY KITCHEN","AMEREX-F",2016]
[{"$nulls":3},7,"PORT","10ABC","CUSTODIAL BY 14","AMEREX-F",2016]
[{"$nulls":3},7,"PORT","10ABC","DATA RM BY 14","AMEREX",2014]
[{"$nulls":3},7,"PORT","10ABC","ELECTRICAL RM BY BOILER RM","AMEREX-F",2016]
[{"$nulls":3},7,"PORT","10ABC","EXIT BY RM 40","AMEREX",2013]
[{"$nulls":3},7,"PORT","10ABC","HALL BY 32","AMEREX-C",2016]
[{"$nulls":3},7,"PORT","10ABC","HALL BY 50","AMEREX-C",2016]
[{"$nulls":3},7,"PORT","10ABC","IN GYM ELECTRICAL ROOM","AMEREX-F",2016]
[{"$nulls":3},7,"PORT","10ABC","IN LIBRARY","AMEREX-C",2016]
[{"$nulls":3},7,"PORT","10ABC","IN LIBRARY","AMEREX",2015]
[{"$nulls":3},7,"PORT","10ABC","IN LIBRARY NEWS ROOM","AMEREX-F",2016]
[{"$nulls":3},7,"PORT","5ABC","BY ROOM 20","AMEREX-C",2016]
[{"$nulls":3},7,"PORT","5ABC","EXIT BY 20","AMEREX-C",2016]
[{"$nulls":3},7,"PORT","5ABC","EXIT BY 35","AMEREX",2016]
[{"$nulls":3},7,"PORT","5ABC","EXIT BY RM 1","AMEREX",2016]
[{"$nulls":3},7,"PORT","5ABC","HALL BY 27","AMEREX-C",2016]
[{"$nulls":3},7,"PORT","5ABC","HALL BY 38","AMEREX-C",2016]
[{"$nulls":3},7,"PORT","5ABC","HALL BY 45","AMEREX",2016]
[{"$nulls":3},7,"PORT","5ABC","HALL BY OFFICE","AMEREX-C",2016]
[{"$nulls":3},7,"PORT","5ABC","HALL BY RESTROOMS 48","AMEREX-C",2016]
[{"$nulls":3},7,"PORT","5ABC","HALL BY RM 10","AMEREX-C",2016]
[{"$nulls":3},7,"PORT","5ABC","HALL BY RM 17","AMEREX-C",2016]
[{"$nulls":3},7,"PORT","5ABC","IN DATA PHONE RM BY 38","AMEREX-F",2016]
[{"$nulls":3},7,"PORT","5ABC","IN GYM","AMEREX-C",2016]
[{"$nulls":3},7,"PORT","5ABC","IN GYM ELECTRICAL ROOM","AMEREX-F",2016]
[{"$nulls":3},7,"PORT","5ABC","IN GYM STORAGE","AMEREX-F",2017]
[{"$nulls":3},7,"PORT","5ABC","IN OFFICE","AMEREX-C",2016]
[{"$nulls":3},7,"PORT","5ABC","IN PTO CLOSET #44 BY RESTROOMS","AMEREX-F",2016]
[{"$nulls":3},7,"PORT","5ABC","SIDE HALL BY GYM ACROSS FRM 19","AMEREX-C",2016]
[{"$nulls":3},7,"PORT","6LKCLAS","IN KITCHEN","AMEREX",2014]
["Geggie Elementary School\n430 Bald Hill Road\nEureka, MO  63025-2043"]
[{"$nulls":3},7,"PORT","10ABC","RM 034 SPARE","AMEREX",2013]
[{"$nulls":3},7,"PORT","5ABC","007\\008 STOREROOM","ANSUL",2015]
[{"$nulls":3},7,"PORT","5ABC","CUSTODIAL STOREROOM IN KITCHEN","AMEREX-I",2016]
[{"$nulls":3},7,"PORT","5ABC","GYM","AMEREX","2011-08-01"]
[{"$nulls":3},7,"PORT","5ABC","LIBRARY","ANSUL",2015]
[{"$nulls":3},7,"PORT","5ABC","OUSIDE STOREROOM BY KITCHEN","BUCKEYE",2013]
[{"$nulls":3},7,"PORT","5ABC","RM 002 HALL","AMEREX-F",2016]
[{"$nulls":3},7,"PORT","5ABC","RM 007 HALL","AMEREX",2018]
[{"$nulls":3},7,"PORT","5ABC","RM 014 HALL","AMEREX",2018]
[{"$nulls":3},7,"PORT","5ABC","RM 019 HALL","AMEREX-C",2016]
[{"$nulls":3},7,"PORT","5ABC","RM 024 HALL","AMEREX",2013]
[{"$nulls":3},7,"PORT","5ABC","RM 029 HALL","AMEREX",2018]
[{"$nulls":3},7,"PORT","5ABC","RM 034 SPARE","AMEREX",2014]
[{"$nulls":3},7,"PORT","5ABC","RM 035\\EXIT HALL","AMEREX",2012]
[{"$nulls":3},7,"PORT","5ABC","RM 043 HALL","ANSUL",2015]
[{"$nulls":3},7,"PORT","5ABC","RM 048 HALL","AMEREX",2018]
[{"$nulls":3},7,"PORT","5ABC","STORAGE IN KITCHEN","KIDDE",2015]
[{"$nulls":3},7,"PORT","6LKCLAS","KITCHEN","ANSUL",2013]
[{"$nulls":3},12,"KSYS","KSYSW","KITCHEN","PYRO CHEM"]
["Green Pines Elementary School\n16543 Green Pines Drive\nWildwood, MO  63011-1869"]
[{"$nulls":3},7,"PORT","10ABC","HALL BY RM 15","KIDDE",2017]
[{"$nulls":3},7,"PORT","5ABC","HALL BY CAFETERIA","ANSUL",2017]
[{"$nulls":3},7,"PORT","5ABC","HALL BY MAIN OFFICE","AMEREX",2013]
[{"$nulls":3},7,"PORT","5ABC","HALL BY RM 23","AMEREX-C",2017]
[{"$nulls":3},7,"PORT","5ABC","HALL BY RM 7","AMEREX-C",2017]
[{"$nulls":3},7,"PORT","5ABC","IN GYM","AMEREX-C",2017]
[{"$nulls":3},7,"PORT","5ABC","IN LIBRARY CLOSET","BADGER-F",2017]
[{"$nulls":3},7,"PORT","5ABC","IN MAIN OFFICE","AMEREX",2013]
[{"$nulls":3},7,"PORT","5ABC","IN NURSE OFFICE","AMEREX",2013]
[{"$nulls":3},7,"PORT","6LKCLAS","KITCHEN","ANSUL",2016]
["Kehrs Mill Elementary School\n2650 Kehrs Mill Road\nChesterfield, MO 63017-7322"]
[{"$nulls":3},7,"PORT","10ABC","NEW-EXIT","AMEREX-C",2016]
[{"$nulls":3},7,"PORT","10ABC","NEW-EXIT","AMEREX",2018]
[{"$nulls":3},7,"PORT","10ABC","SPRINKLER ROOM IN LOUNGE","AMEREX",2013]
[{"$nulls":3},7,"PORT","5ABC","BY OFFICE","AMEREX",2013]
[{"$nulls":3},7,"PORT","5ABC","BY RM 17","AMEREX",2013]
[{"$nulls":3},7,"PORT","5ABC","BY RM 23","AMEREX",2013]
[{"$nulls":3},7,"PORT","5ABC","BY RM 40","AMEREX",2013]
[{"$nulls":3},7,"PORT","5ABC","BY RM 5","AMEREX",2013]
[{"$nulls":3},7,"PORT","5ABC","CAFETERIA","AMEREX",2013]
[{"$nulls":3},7,"PORT","5ABC","IN GYM","AMEREX",2013]
[{"$nulls":3},7,"PORT","5ABC","IN STAFF LOUNGE","AMEREX-I",2016]
[{"$nulls":3},7,"PORT","5ABC","PRODUCTION ROOM","ANSUL",2017]
[{"$nulls":3},7,"PORT","6ABC","BY RM 32","AMEREX",2013]
[{"$nulls":3},7,"PORT","6LKCLAS","KITCHEN","AMEREX",2016]
["Kellison Elementary School\n1626 Hawkins Road\nFenton, MO  63026-2600"]
[{"$nulls":3},7,"PORT","10ABC","IN ELECT RM 140","AMEREX",2013]
[{"$nulls":3},7,"PORT","10ABC","IN KITCHEN","BADGER",2016]
[{"$nulls":3},7,"PORT","5ABC","BY 15","AMEREX",2017]
[{"$nulls":3},7,"PORT","5ABC","BY 19","AMEREX",2014]
[{"$nulls":3},7,"PORT","5ABC","BY 3","KIDDE",2017]
[{"$nulls":3},7,"PORT","5ABC","BY 37","AMEREX",2016]
[{"$nulls":3},7,"PORT","5ABC","BY 40","KIDDE",2017]
[{"$nulls":3},7,"PORT","5ABC","BY 49","AMEREX",2014]
[{"$nulls":3},7,"PORT","5ABC","BY 7","KIDDE",2017]
[{"$nulls":3},7,"PORT","5ABC","BY OFFICE","AMEREX",2013]
[{"$nulls":3},7,"PORT","5ABC","IN 43","BUCKEYE",2017]
[{"$nulls":3},7,"PORT","5ABC","IN CAFETERIA","AMEREX",2016]
[{"$nulls":3},7,"PORT","5ABC","IN GYM","AMEREX",2016]
[{"$nulls":3},7,"PORT","5ABC","IN GYM OFFICE","AMEREX",2017]
[{"$nulls":3},7,"PORT","5ABC","TRAILER","BUCKEYE",2017]
[{"$nulls":3},7,"PORT","5ABC","TRAILER","AMEREX",2013]
[{"$nulls":3},7,"PORT","6LKCLAS","IN KITCHEN","AMEREX",2017]
["Lafayette High School\n17050 Clayton Road\nWildwood, MO  63011-1794"]
[{"$nulls":3},7,"PORT","10ABC","IN RM 237","BUCKEYE",2017]
[{"$nulls":3},7,"PORT","10ABC","IN RM 280","BUCKEYE",2017]
[{"$nulls":3},7,"PORT","10ABC","IN RM 281","BUCKEYE",2017]
[{"$nulls":3},7,"PORT","10ABC","IN RM 282","BUCKEYE",2017]
[{"$nulls":3},7,"PORT","10ABC","IN RM 283","BUCKEYE",2017]
[{"$nulls":3},7,"PORT","10ABC","KITCHEN BY DOOR","AMEREX",2015]
[{"$nulls":3},7,"PORT","10ABC","LL ELEVATOR RM","AMEREX",2016]
[{"$nulls":3},7,"PORT","10ABC","LL GIRLS LOCKER RM","AMEREX",2016]
[{"$nulls":3},7,"PORT","10ABC","LL HALL BY LOCKER RM","AMEREX",2016]
[{"$nulls":3},7,"PORT","10ABC","LL NEW BOY LOCKE RM","AMEREX",2016]
[{"$nulls":3},7,"PORT","10ABC","LOCKER C2213","KIDDE-C",2017]
[{"$nulls":3},7,"PORT","10ABC","MULTI PURPOSE RM BACK","AMEREX",2018]
[{"$nulls":3},7,"PORT","10ABC","MULTI PURPOSE RM FRONT","AMEREX",2018]
[{"$nulls":3},7,"PORT","10ABC","BY CAFETERIA HALL FOYER","AMEREX",2015]
[{"$nulls":3},7,"PORT","10ABC","ENT BY CAFETERIA","AMEREX",2015]
[{"$nulls":3},7,"PORT","10ABC","LIBRARY ENT","AMEREX",2015]
[{"$nulls":3},7,"PORT","10ABC","NEW-LOCKER D1000","AMEREX",2015]
[{"$nulls":3},7,"PORT","10ABC","LOCKER D1112","AMEREX",2015]
[{"$nulls":3},7,"PORT","10ABC","SPARE","AMEREX",2013]
[{"$nulls":3},7,"PORT","10ABC","WEST ENT","AMEREX",2015]
[{"$nulls":3},7,"PORT","25GMIS","MECHANICAL/PUMP RM","AMEREX",2015]
[{"$nulls":3},7,"PORT","5ABC","BY RM 107","AMEREX-C",2017]
[{"$nulls":3},7,"PORT","5ABC","BY RM 129","AMEREX",2013]
[{"$nulls":3},7,"PORT","5ABC","BY RM 150","AMEREX-C",2017]
[{"$nulls":3},7,"PORT","5ABC","BY RM 209","AMEREX",2013]
[{"$nulls":3},7,"PORT","5ABC","BY RM 225","AMEREX",2013]
[{"$nulls":3},7,"PORT","5ABC","BY RM 231","AMEREX",2014]
[{"$nulls":3},7,"PORT","5ABC","CONCESSION STAND","AMEREX",2013]
[{"$nulls":3},7,"PORT","5ABC","ELEVATOR ROOM","AMEREX",2013]
[{"$nulls":3},7,"PORT","5ABC","GYM HALLWAY NORTH","AMEREX",2013]
[{"$nulls":3},7,"PORT","5ABC","GYM HALLWAY SOUTH","AMEREX",2013]
[{"$nulls":3},7,"PORT","5ABC","HALL BY 237","BUCKEYE",2017]
[{"$nulls":3},7,"PORT","5ABC","HALL BY 241","BUCKEYE",2017]
[{"$nulls":3},7,"PORT","5ABC","HALL BY 243","BUCKEYE",2017]
[{"$nulls":3},7,"PORT","5ABC","HALLWAY BELOW GYM2","AMEREX-C",2017]
[{"$nulls":3},7,"PORT","5ABC","IN 101","AMEREX",2013]
[{"$nulls":3},7,"PORT","5ABC","IN 101","AMEREX",2013]
[{"$nulls":3},7,"PORT","5ABC","IN RM 100","AMEREX",2013]
[{"$nulls":3},7,"PORT","5ABC","IN RM 101","AMEREX-I",2017]
[{"$nulls":3},7,"PORT","5ABC","IN RM 110","AMEREX",2017]
[{"$nulls":3},7,"PORT","5ABC","IN RM 139","AMEREX",2013]
[{"$nulls":3},7,"PORT","5ABC","IN RM 207","ANSUL",2015]
[{"$nulls":3},7,"PORT","5ABC","IN RM 233","BUCKEYE",2017]
[{"$nulls":3},7,"PORT","5ABC","IN RM 236","BUCKEYE",2017]
[{"$nulls":3},7,"PORT","5ABC","IN RM 239","BUCKEYE",2017]
[{"$nulls":3},7,"PORT","5ABC","IN RM 241","BUCKEYE",2017]
[{"$nulls":3},7,"PORT","5ABC","IN RM 242","BUCKEYE",2017]
[{"$nulls":3},7,"PORT","5ABC","IN RM 245","BUCKEYE",2017]
[{"$nulls":3},7,"PORT","5ABC","IN RM 248","BUCKEYE",2017]
[{"$nulls":3},7,"PORT","5ABC","LOCKER 2434","AMEREX",2013]
[{"$nulls":3},7,"PORT","5ABC","LOCKER A1001","AMEREX",2013]
[{"$nulls":3},7,"PORT","5ABC","LOCKER A2001","ANSUL",2018]
[{"$nulls":3},7,"PORT","5ABC","LOCKER B1001","ANSUL",2018]
[{"$nulls":3},7,"PORT","5ABC","LOCKER B1187","ANSUL",2018]
[{"$nulls":3},7,"PORT","5ABC","LOCKER B1425","AMEREX",2013]
[{"$nulls":3},7,"PORT","5ABC","LOCKER B2001","AMEREX",2013]
[{"$nulls":3},7,"PORT","5ABC","LOCKER C1001","AMEREX",2018]
[{"$nulls":3},7,"PORT","5ABC","LOCKER C1205","ANSUL",2018]
[{"$nulls":3},7,"PORT","5ABC","LOCKER C1415","AMEREX",2013]
[{"$nulls":3},7,"PORT","5ABC","LOCKER C2001","AMEREX",2014]
[{"$nulls":3},7,"PORT","5ABC","LOCKER C2211","AMEREX",2013]
[{"$nulls":3},7,"PORT","5ABC","LOCKER C2415","AMEREX",2013]
[{"$nulls":3},7,"PORT","5ABC","LOWER HALLWAY BY RESTROOMS","AMEREX",2013]
[{"$nulls":3},7,"PORT","5ABC","NEW-SPARE","AMEREX",2015]
[{"$nulls":3},7,"PORT","5ABC","NEW-SPARE","AMEREX",2015]
[{"$nulls":3},7,"PORT","5ABC","NEW-SPARE","AMEREX",2015]
[{"$nulls":3},7,"PORT","5ABC","NEW-SPARE","AMEREX",2014]
[{"$nulls":3},7,"PORT","5ABC","OUTSIDE GYM 2","AMEREX",2013]
[{"$nulls":3},7,"PORT","5ABC","RM 102","ANSUL",2015]
[{"$nulls":3},7,"PORT","5ABC","STAGE EAST","AMEREX",2013]
[{"$nulls":3},7,"PORT","5ABC","STAGE WEST","AMEREX",2013]
[{"$nulls":3},7,"PORT","5ABC","UPPER AUDITORIUM HALL EAST","AMEREX",2013]
[{"$nulls":3},7,"PORT","5ABC","UPPER AUDITORIUM HALL WEST","AMEREX",2013]
[{"$nulls":3},7,"PORT","5ABC","UPPER GYM","AMEREX",2013]
[{"$nulls":3},7,"PORT","5ABC","UPPER GYM","AMEREX",2013]
[{"$nulls":3},7,"PORT","5CGRD","KILN RM IN 202\\213","ANSUL",2016]
[{"$nulls":3},7,"PORT","6LKCLAS","KITCHEN","AMEREX",2016]
[{"$nulls":4},"KSYS","KSYSW","FRONT\\LINE","ANSUL"]
[{"$nulls":4},"KSYS","KSYSW","KITCHEN","ANSUL"]
[{"$nulls":4},"KSYS","KSYSW","RM 109 HOOD","ANSUL"]
[{"$nulls":3},7,"PORT","6LKCLAS","RM 109","AMEREX",2018]
["LaSalle Springs Middle School\n3300 Highway 109\nWildwood, MO  63038-2201"]
[{"$nulls":3},7,"PORT","10ABC","IN BOILER RM OS","ALF",2013]
[{"$nulls":3},7,"PORT","10ABC","IN KITCHEN","AMEREX",2017]
[{"$nulls":3},7,"PORT","10ABC","RM 202 STORAGE","AMEREX",2013]
[{"$nulls":3},7,"PORT","5ABC","BY ELEVATOR","BUCKEYE",2017]
[{"$nulls":3},7,"PORT","5ABC","BY GYM/304","BUCKEYE",2017]
[{"$nulls":3},7,"PORT","5ABC","BY MAIN ENTRANCE 113","BUCKEYE",2017]
[{"$nulls":3},7,"PORT","5ABC","BY NEW GYM/412","BUCKEYE",2017]
[{"$nulls":3},7,"PORT","5ABC","BY RM 402","BUCKEYE",2017]
[{"$nulls":3},7,"PORT","5ABC","BY RM 410","BUCKEYE",2017]
[{"$nulls":3},7,"PORT","5ABC","BY RM 505","BUCKEYE",2017]
[{"$nulls":3},7,"PORT","5ABC","BY RM 506","BUCKEYE",2017]
[{"$nulls":3},7,"PORT","5ABC","BY RM 520","BUCKEYE",2017]
[{"$nulls":3},7,"PORT","5ABC","BY RM 602","BUCKEYE",2017]
[{"$nulls":3},7,"PORT","5ABC","BY RM 606","AMEREX-C",2016]
[{"$nulls":3},7,"PORT","5ABC","BY RM 607","BADGER",2018]
[{"$nulls":3},7,"PORT","5ABC","BY RM 612","BUCKEYE",2017]
[{"$nulls":3},7,"PORT","5ABC","BY RM 705","BUCKEYE",2017]
[{"$nulls":3},7,"PORT","5ABC","BY RM 708","ANSUL",2015]
[{"$nulls":3},7,"PORT","5ABC","BY RM 713","BUCKEYE",2017]
[{"$nulls":3},7,"PORT","5ABC","BY RM 802","BUCKEYE",2017]
[{"$nulls":3},7,"PORT","5ABC","BY RM 805","BUCKEYE",2017]
[{"$nulls":3},7,"PORT","5ABC","BY RM 806","BUCKEYE",2017]
[{"$nulls":3},7,"PORT","5ABC","BY RM 811","BUCKEYE",2017]
[{"$nulls":3},7,"PORT","5ABC","DOCK","BUCKEYE",2017]
[{"$nulls":3},7,"PORT","5ABC","ELECTERIAL ROOM OS","AMEREX",2015]
[{"$nulls":3},7,"PORT","5ABC","IN ELEVATOR RM","BUCKEYE",2017]
[{"$nulls":3},7,"PORT","5ABC","IN GUIDANCE OFFICE","BUCKEYE",2017]
[{"$nulls":3},7,"PORT","5ABC","IN GYMNASIUM","BUCKEYE",2017]
[{"$nulls":3},7,"PORT","5ABC","IN MAIN OFFICE","AMEREX",2016]
[{"$nulls":3},7,"PORT","5ABC","IN RM 202","BUCKEYE",2017]
[{"$nulls":3},7,"PORT","5ABC","IN RM 202","BUCKEYE",2017]
[{"$nulls":3},7,"PORT","5ABC","IN RM 402","BUCKEYE",2017]
[{"$nulls":3},7,"PORT","5ABC","IN RM 500","ANSUL",2015]
[{"$nulls":3},7,"PORT","5ABC","IN RM 500","ANSUL",2013]
[{"$nulls":3},7,"PORT","5ABC","IN RM 611","BUCKEYE",2017]
[{"$nulls":3},7,"PORT","5ABC","IN RM 612","BADGER",2018]
[{"$nulls":3},7,"PORT","5ABC","IN RM 711","BUCKEYE",2017]
[{"$nulls":3},7,"PORT","5ABC","IN RM712 UNDER FRONT TABLE/SINK","BUCKEYE",2017]
[{"$nulls":3},7,"PORT","5ABC","IN RM 811","BADGER",2018]
[{"$nulls":3},7,"PORT","5ABC","IN RM 812","BADGER",2018]
[{"$nulls":3},7,"PORT","5CGRD","IN RM 200","ANSUL",2014]
[{"$nulls":3},7,"PORT","6LKCLAS","IN KITCHEN","ANSUL",2014]
[{"$nulls":3},12,"KSYS","KSYSW","KITCHEN","PYRO CHEM"]
["Marquette High School\n2351 Clarkson Road\nChesterfield, MO  63017-7122"]
[{"$nulls":3},7,"PORT","10ABC","BY C348","AMEREX",2017]
[{"$nulls":3},7,"PORT","10ABC","BY C349","AMEREX",2017]
[{"$nulls":3},7,"PORT","10ABC","BY RM 288","AMEREX",2017]
[{"$nulls":3},7,"PORT","10ABC","BY RM 293","AMEREX",2017]
[{"$nulls":3},7,"PORT","10ABC","C342","AMEREX-I",2017]
[{"$nulls":3},7,"PORT","10ABC","C 345","AMEREX",2017]
[{"$nulls":3},7,"PORT","10ABC","C346","AMEREX",2017]
[{"$nulls":3},7,"PORT","10ABC","C347","AMEREX",2017]
[{"$nulls":3},7,"PORT","10ABC","GO UP STAIRS, BY WOMENS REST ROOM","ANSUL",2014]
[{"$nulls":3},7,"PORT","10ABC","IN MAIN KITCHEN","BADGER",2014]
[{"$nulls":3},7,"PORT","10ABC","IN MECHANICAL RM C175","AMEREX",2015]
[{"$nulls":3},7,"PORT","10ABC","STAGE","ANSUL",2015]
[{"$nulls":3},7,"PORT","5ABC","A204","KIDDE",2018]
[{"$nulls":3},7,"PORT","5ABC","A205, KILN","AMEREX",2013]
[{"$nulls":3},7,"PORT","5ABC","B331","AMEREX",2018]
[{"$nulls":3},7,"PORT","5ABC","B333","AMEREX",2018]
[{"$nulls":3},7,"PORT","5ABC","B335","AMEREX",2018]
[{"$nulls":3},7,"PORT","5ABC","BACK HALL THEATER","AMEREX-C",2016]
[{"$nulls":3},7,"PORT","5ABC","BY A109","KIDDE",2018]
[{"$nulls":3},7,"PORT","5ABC","BY A201","BADGER",2018]
[{"$nulls":3},7,"PORT","5ABC","BY A201","ANSUL-C",2017]
[{"$nulls":3},7,"PORT","5ABC","BY A212","AMEREX",2014]
[{"$nulls":3},7,"PORT","5ABC","BY A215","AMEREX",2014]
[{"$nulls":3},7,"PORT","5ABC","BY A221","AMEREX",2014]
[{"$nulls":3},7,"PORT","5ABC","BY A223","AMEREX",2013]
[{"$nulls":3},7,"PORT","5ABC","BY A306","KIDDE",2018]
[{"$nulls":3},7,"PORT","5ABC","BY A313","AMEREX",2013]
[{"$nulls":3},7,"PORT","5ABC","BY A316","AMEREX",2013]
[{"$nulls":3},7,"PORT","5ABC","BY A320","AMEREX",2014]
[{"$nulls":3},7,"PORT","5ABC","BY A322","AMEREX",2013]
[{"$nulls":3},7,"PORT","5ABC","BY C147","KIDDE",2018]
[{"$nulls":3},7,"PORT","5ABC","BY C172","AMEREX",2013]
[{"$nulls":3},7,"PORT","5ABC","BY C242","ANSUL",2018]
[{"$nulls":3},7,"PORT","5ABC","BY C247","AMEREX",2013]
[{"$nulls":3},7,"PORT","5ABC","BY C276","AMEREX",2013]
[{"$nulls":3},7,"PORT","5ABC","BY C279","AMEREX",2013]
[{"$nulls":3},7,"PORT","5ABC","BY C287","BUCKEYE",2018]
[{"$nulls":3},7,"PORT","5ABC","BY C3","AMEREX-C",2017]
[{"$nulls":3},7,"PORT","5ABC","BY C357","AMEREX",2013]
[{"$nulls":3},7,"PORT","5ABC","BY C359","AMEREX",2013]
[{"$nulls":3},7,"PORT","5ABC","BY D407","BUCKEYE",2015]
[{"$nulls":3},7,"PORT","5ABC","BY FLEX ROOM","AMEREX-C",2016]
[{"$nulls":3},7,"PORT","5ABC","BY G14","ANSUL",2018]
[{"$nulls":3},7,"PORT","5ABC","BY G20","AMEREX-C",2016]
[{"$nulls":3},7,"PORT","5ABC","BY LOCKER A1055","AMEREX",2014]
[{"$nulls":3},7,"PORT","5ABC","BY SOUND ROOM","ANSUL-C",2017]
[{"$nulls":3},7,"PORT","5ABC","BY TROPHY CASE","KIDDE",2018]
[{"$nulls":3},7,"PORT","5ABC","BY WEIGHT ROOM","AMEREX",2014]
[{"$nulls":3},7,"PORT","5ABC","BY WELCOME CENTER","KIDDE",2018]
[{"$nulls":3},7,"PORT","5ABC","C350 PREP","KIDDE",2018]
[{"$nulls":3},7,"PORT","5ABC","C350 PREP","ANSUL",2017]
[{"$nulls":3},7,"PORT","5ABC","C351","AMEREX-F",2016]
[{"$nulls":3},7,"PORT","5ABC","C352","AMEREX",2018]
[{"$nulls":3},7,"PORT","5ABC","C352","AMEREX",2018]
[{"$nulls":3},7,"PORT","5ABC","C353","AMEREX",2015]
[{"$nulls":3},7,"PORT","5ABC","C354","AMEREX",2014]
[{"$nulls":3},7,"PORT","5ABC","C355","AMEREX",2014]
[{"$nulls":3},7,"PORT","5ABC","C357","BADGER",2015]
[{"$nulls":3},7,"PORT","5ABC","C362","AMEREX",2013]
[{"$nulls":3},7,"PORT","5ABC","C363","BUCKEYE",2015]
[{"$nulls":3},7,"PORT","5ABC","C364","AMEREX-F",2016]
[{"$nulls":3},7,"PORT","5ABC","C365","ANSUL",2015]
[{"$nulls":3},7,"PORT","5ABC","CAST AND CREW","ANSUL-C",2017]
[{"$nulls":3},7,"PORT","5ABC","COMMONS AREA BY DOUBLE DOORS","KIDDE",2018]
[{"$nulls":3},7,"PORT","5ABC","COMMONS AREA, BY SCHOOL STORE","KIDDE",2018]
[{"$nulls":3},7,"PORT","5ABC","COMPUTER RM","AMEREX",2018]
[{"$nulls":3},7,"PORT","5ABC","ELECT ROOM","KIDDE",2018]
[{"$nulls":3},7,"PORT","5ABC","ELEVATER ROOM","AMEREX",2013]
[{"$nulls":3},7,"PORT","5ABC","GO THRU DOUBLE DOORS, BY G15","ANSUL",2015]
[{"$nulls":3},7,"PORT","5ABC","GO TOWARD GYM, BY D194","BADGER",2015]
[{"$nulls":3},7,"PORT","5ABC","GO TOWARD NURSES OFFICE, IN C163","AMEREX",2013]
[{"$nulls":3},7,"PORT","5ABC","GO UP STAIRS, BY G24","AMEREX-C",2016]
[{"$nulls":3},7,"PORT","5ABC","IN 175","ANSUL-F",2017]
[{"$nulls":3},7,"PORT","5ABC","IN A206","BADGER",2018]
[{"$nulls":3},7,"PORT","5ABC","IN C168","ANSUL-F",2017]
[{"$nulls":3},7,"PORT","5ABC","IN C169","ANSUL-F",2017]
[{"$nulls":3},7,"PORT","5ABC","IN C243","AMEREX",2013]
[{"$nulls":3},7,"PORT","5ABC","IN C243","ANSUL-I",2017]
[{"$nulls":3},7,"PORT","5ABC","IN C246","ANSUL-C",2017]
[{"$nulls":3},7,"PORT","5ABC","IN C248","AMEREX",2015]
[{"$nulls":3},7,"PORT","5ABC","IN C273","ANSUL-F",2017]
[{"$nulls":3},7,"PORT","5ABC","IN C350","AMEREX",2013]
[{"$nulls":3},7,"PORT","5ABC","INC350","AMEREX-F",2016]
[{"$nulls":3},7,"PORT","5ABC","IN LIBARY","ANSUL-I",2017]
[{"$nulls":3},7,"PORT","5ABC","IN SOUND ROPOPM","AMEREX",2014]
[{"$nulls":3},7,"PORT","5ABC","LL, BY GYM ELEVATOR","KIDDE",2018]
[{"$nulls":3},7,"PORT","5ABC","NEAR A301","AMEREX",2018]
[{"$nulls":3},7,"PORT","5ABC","ORCHESTRA EXIT","ANSUL-C",2017]
[{"$nulls":3},7,"PORT","5ABC","SEATING LEFT","BADGER",2018]
[{"$nulls":3},7,"PORT","5ABC","SEATING RIGHT","ANSUL-C",2017]
[{"$nulls":3},7,"PORT","5ABC","SOUND BOOTH","AMEREX",2013]
[{"$nulls":3},7,"PORT","5ABC","SPARE","BUCKEYE",2015]
[{"$nulls":3},7,"PORT","5ABC","SPARE","BUCKEYE",2015]
[{"$nulls":3},7,"PORT","5ABC","SPARE","BADGER",2015]
[{"$nulls":3},7,"PORT","5ABC","SPARE","ANSUL",2017]
[{"$nulls":3},7,"PORT","5ABC","SPARE","BUCKEYE",2015]
[{"$nulls":3},7,"PORT","5ABC","STAGE","ANSUL-C",2017]
[{"$nulls":3},7,"PORT","5ABC","STAIRWELL EXIT","AMEREX",2016]
[{"$nulls":3},7,"PORT","5ABC","THEATER","ANSUL-C",2017]
[{"$nulls":3},7,"PORT","5ABC","THEATRE PIT","ANSUL-C",2017]
[{"$nulls":4},"KSYS","KSYSW","KITCHEN","ANSUL"]
[{"$nulls":3},7,"PORT","6LKCLAS","IN MAIN KITCHEN","ANSUL",2015]
[{"$nulls":3},7,"PORT","10ABC","1ST FL B BACK STAGE","AMEREX","2003-01-01"]
[{"$nulls":3},7,"PORT","10ABC","1ST FL BOILER RM 175","ANSUL","2003-01-01"]
[{"$nulls":3},7,"PORT","10ABC","1ST FL C KITCHEN","AMEREX","2002-01-01"]
[{"$nulls":3},7,"PORT","10ABC","3RD FL C BY 349","AMEREX","2002-01-01"]
[{"$nulls":3},7,"PORT","10BC","2ND FL A BY 221","AMEREX","2002-01-01"]
[{"$nulls":3},7,"PORT","5ABC","1ST FL A AUDITORIUM SEATING","AMEREX","2005-01-01"]
[{"$nulls":3},7,"PORT","5ABC","1ST FL A AUDITORIUM SEATING","AMEREX","2005-01-01"]
[{"$nulls":3},7,"PORT","5ABC","1ST FL A BY G14","AMEREX","2006-01-01"]
[{"$nulls":3},7,"PORT","5ABC","1ST FL A BY G16","AMEREX","2003-01-01"]
[{"$nulls":3},7,"PORT","5ABC","1ST FL A BY MUSIC RM","AMEREX","2004-01-01"]
[{"$nulls":3},7,"PORT","5ABC","1ST FL A STAGE","ANSUL","2005-01-01"]
[{"$nulls":3},7,"PORT","5ABC","1ST FL A TO G HALL","AMEREX","2002-01-01"]
[{"$nulls":3},7,"PORT","5ABC","1ST FL B AUDITORIUM CONT. BOOTH","AMEREX","2006-01-01"]
[{"$nulls":3},7,"PORT","5ABC","1ST FL B AUDITORIUM STORAGE","AMEREX","2005-01-01"]
[{"$nulls":3},7,"PORT","5ABC","1ST FL B BACK STAGE","ANSUL","2005-01-01"]
[{"$nulls":3},7,"PORT","5ABC","1ST FL B CAFETERIA","AMEREX","2004-01-01"]
[{"$nulls":3},7,"PORT","5ABC","1ST FL B CAFETERIA","AMEREX","2006-01-01"]
[{"$nulls":3},7,"PORT","5ABC","1ST FL C BY 147","AMEREX","2006-01-01"]
[{"$nulls":3},7,"PORT","5ABC","1ST FL C BY 172","AMEREX","2006-01-01"]
[{"$nulls":3},7,"PORT","5ABC","1ST FL C BY FRONT DOOR","AMEREX","2006-01-01"]
[{"$nulls":3},7,"PORT","5ABC","1ST FL C CUSTODIAN RM","AMEREX","2006-01-01"]
[{"$nulls":3},7,"PORT","5ABC","1ST FL C IN 168","ANSUL","2005-01-01"]
[{"$nulls":3},7,"PORT","5ABC","1ST FL C IN 169","AMEREX","2005-01-01"]
[{"$nulls":3},7,"PORT","5ABC","1ST FL C IN ELEVATOR RM","AMEREX","2001-01-01"]
[{"$nulls":3},7,"PORT","5ABC","2ND FL A BY 201","AMEREX","2005-01-01"]
[{"$nulls":3},7,"PORT","5ABC","2ND FL A BY 201","AMEREX","2006-01-01"]
[{"$nulls":3},7,"PORT","5ABC","2ND FL A BY 216A","AMEREX","2007-01-01"]
[{"$nulls":3},7,"PORT","5ABC","2ND FL A BY 278A","AMEREX","2007-01-01"]
[{"$nulls":3},7,"PORT","5ABC","2ND FL A BY A 222B","AMEREX","2007-01-01"]
[{"$nulls":3},7,"PORT","5ABC","2ND FL A BY G20","AMEREX","2005-01-01"]
[{"$nulls":3},7,"PORT","5ABC","2ND FL A BY G24","AMEREX","2005-01-01"]
[{"$nulls":3},7,"PORT","5ABC","2ND FL A IN 204-208","AMEREX","2004-01-01"]
[{"$nulls":3},7,"PORT","5ABC","2ND FL A TO G HALL","AMEREX","2006-01-01"]
[{"$nulls":3},7,"PORT","5ABC","2ND FL B BY LIBRARY","AMEREX","2005-01-01"]
[{"$nulls":3},7,"PORT","5ABC","2ND FL B IN 238","GENERAL","2002-01-01"]
[{"$nulls":3},7,"PORT","5ABC","2ND FL B IN COMPUTER RM 234","AMEREX","2002-01-01"]
[{"$nulls":3},7,"PORT","5ABC","2ND FL B IN LIBRARY KITCHENETTE","AMEREX","2005-01-01"]
[{"$nulls":3},7,"PORT","5ABC","2ND FL BY 278","AMEREX","2006-01-01"]
[{"$nulls":3},7,"PORT","5ABC","2ND FL C BY 242","AMEREX","2006-01-01"]
[{"$nulls":3},7,"PORT","5ABC","2ND FL C BY 247 LOCKER C2348","AMEREX","2001-01-01"]
[{"$nulls":3},7,"PORT","5ABC","2ND FL C BY 287","AMEREX","2006-01-01"]
[{"$nulls":3},7,"PORT","5ABC","2ND FL C IN 243","AMEREX","2001-01-01"]
[{"$nulls":3},7,"PORT","5ABC","2ND FL C IN 248","AMEREX","2005-01-01"]
[{"$nulls":3},7,"PORT","5ABC","2ND FL IN 246-A","AMEREX","1999-01-01"]
[{"$nulls":3},7,"PORT","5ABC","2ND FL IN A-207 THRU 208","AMEREX","1999-01-01"]
[{"$nulls":3},7,"PORT","5ABC","3RD FL A BY 308","AMEREX","2006-01-01"]
[{"$nulls":3},7,"PORT","5ABC","3RD FL A BY 317","GENERAL","2002-01-01"]
[{"$nulls":3},7,"PORT","5ABC","3RD FL A BY 358A","AMEREX","2007-01-01"]
[{"$nulls":3},7,"PORT","5ABC","3RD FL A BY A 314A","AMEREX","2007-01-01"]
[{"$nulls":3},7,"PORT","5ABC","3RD FL A BY A 318B","AMEREX","2007-01-01"]
[{"$nulls":3},7,"PORT","5ABC","3RD FL A BY A3 MECH","AMEREX","2006-01-01"]
[{"$nulls":3},7,"PORT","5ABC","3RD FL A IN 335","AMEREX","2006-01-01"]
[{"$nulls":3},7,"PORT","5ABC","3RD FL B IN 331","ANSUL","2004-01-01"]
[{"$nulls":3},7,"PORT","5ABC","3RD FL B IN 333","AMEREX","2006-01-01"]
[{"$nulls":3},7,"PORT","5ABC","3RD FL B IN 338","AMEREX","2006-01-01"]
[{"$nulls":3},7,"PORT","5ABC","3RD FL C BY 357","AMEREX","2006-01-01"]
[{"$nulls":3},7,"PORT","5ABC","3RD FL C BY C3 MECH","AMEREX","2005-01-01"]
[{"$nulls":3},7,"PORT","5ABC","3RD FL C IN 350","AMEREX","2005-01-01"]
[{"$nulls":3},7,"PORT","5ABC","3RD FL C IN 350","AMEREX","2006-01-01"]
[{"$nulls":3},7,"PORT","5ABC","3RD FL C IN 350 A","AMEREX","2005-01-01"]
[{"$nulls":3},7,"PORT","5ABC","3RD FL C IN 351","AMEREX","2005-01-01"]
[{"$nulls":3},7,"PORT","5ABC","3RD FL C IN 352","AMEREX","2006-01-01"]
[{"$nulls":3},7,"PORT","5ABC","3RD FL C IN 352","AMEREX","2006-01-01"]
[{"$nulls":3},7,"PORT","5ABC","3RD FL IN 349","AMEREX","2001-01-01"]
[{"$nulls":3},7,"PORT","5ABC","GYM D BY RESTROOM","AMEREX","2006-01-01"]
[{"$nulls":3},7,"PORT","5ABC","IN 353","AMEREX","2003-01-01"]
[{"$nulls":3},7,"PORT","5ABC","IN 359","AMEREX","2003-01-01"]
[{"$nulls":3},7,"PORT","5ABC","IN 360","AMEREX","2002-01-01"]
[{"$nulls":3},7,"PORT","5ABC","IN 361","AMEREX","1999-01-01"]
[{"$nulls":3},7,"PORT","5ABC","IN 362","AMEREX","2005-01-01"]
[{"$nulls":3},7,"PORT","5ABC","LL D ELEVATOR","AMEREX","2006-01-01"]
[{"$nulls":3},7,"PORT","5ABC","SPARE","AMEREX","2001-01-01"]
[{"$nulls":3},7,"PORT","5ABC","SPARE","AMEREX","2006-01-01"]
[{"$nulls":3},7,"PORT","5ABC","SPARE","AMEREX","2006-01-01"]
[{"$nulls":3},7,"PORT","5ABC","SPARE","AMEREX","2006-01-01"]
[{"$nulls":3},7,"PORT","5ABC","SPARE","ANSUL","2005-01-01"]
[{"$nulls":3},7,"PORT","5ABC","SPARE","ANSUL","2005-01-01"]
[{"$nulls":3},7,"PORT","6LKCLAS","1ST FL C KITCHEN","AMEREX","2005-01-01"]
["Pond Elementary School\n17200 Manchester Road\nWildwood, MO  63040-1000"]
[{"$nulls":3},7,"PORT","5ABC","BY 26","AMEREX",2017]
[{"$nulls":3},7,"PORT","5ABC","BY RM 12","AMEREX-C",2017]
[{"$nulls":3},7,"PORT","5ABC","BY RM 18","AMEREX-C",2017]
[{"$nulls":3},7,"PORT","5ABC","CAFETERIA","KIDDE",2018]
[{"$nulls":3},7,"PORT","5ABC","CUSTODIAN OFFICE","KIDDE",2018]
[{"$nulls":3},7,"PORT","5ABC","HALL BY RM 37","AMEREX-C",2017]
[{"$nulls":3},7,"PORT","5ABC","IN GYM","AMEREX",2014]
[{"$nulls":3},7,"PORT","5ABC","LOBBY","AMEREX-C",2017]
[{"$nulls":3},7,"PORT","5ABC","MAIN HALL BY LOUNGE","AMEREX-C",2017]
[{"$nulls":3},7,"PORT","5ABC","MEDIA CENTER","AMEREX-C",2017]
[{"$nulls":3},7,"PORT","5ABC","S HALL BY RM 2","AMEREX-C",2017]
[{"$nulls":3},7,"PORT","5BC","KITCHEN","AMEREX",2014]
[{"$nulls":3},7,"PORT","6LKCLAS","KITCHEN","BADGER",2018]
[{"$nulls":3},12,"KSYS","KSYSW","KITCHEN","ANSUL"]
["Ridge Meadows Elementary School\n777 Ridge Road\nEllisville, MO  63021-5956"]
[{"$nulls":3},7,"PORT","5ABC","HALL BY RM 10","ANSUL",2017]
[{"$nulls":3},7,"PORT","5ABC","HALL BY RM 17","ANSUL",2017]
[{"$nulls":3},7,"PORT","5ABC","IN GYMNASIUM","ANSUL",2017]
[{"$nulls":3},7,"PORT","5ABC","KITCHEN","AMEREX",2013]
[{"$nulls":3},7,"PORT","6LKCLAS","KITCHEN","AMEREX",2018]
["Rockwood South Middle School\n1628 Hawkins Road\nFenton, MO  63026-2629"]
[{"$nulls":3},7,"PORT","10ABC","BY 122","AMEREX",2013]
[{"$nulls":3},7,"PORT","10ABC","BY GYM","ANSUL",2015]
[{"$nulls":3},7,"PORT","10ABC","BY RESTROOMS/CUSTODIAN RM","AMEREX",2015]
[{"$nulls":3},7,"PORT","10ABC","BY RM 008","AMEREX",2014]
[{"$nulls":3},7,"PORT","10ABC","BY RM 011","AMEREX",2014]
[{"$nulls":3},7,"PORT","10ABC","BY RM 108","ANSUL",2015]
[{"$nulls":3},7,"PORT","10ABC","CROSS HALL BY 104\\LOCKER 1655","AMEREX-C",2014]
[{"$nulls":3},7,"PORT","10ABC","CUSTODIAL RM","AMEREX",2015]
[{"$nulls":3},7,"PORT","10ABC","ELECT RM BY KITCHEN","BADGER",2018]
[{"$nulls":3},7,"PORT","10ABC","HALL BY 315","AMEREX",2015]
[{"$nulls":3},7,"PORT","10ABC","HALL BY LIBRARY","ANSUL",2015]
[{"$nulls":3},7,"PORT","10ABC","KITCHEN BY REAR EXIT","AMEREX",2014]
[{"$nulls":3},7,"PORT","10ABC","SPARE IN MAIN ELEC RM","BADGER",2018]
[{"$nulls":3},7,"PORT","10ABC","SPARE IN MAIN ELEC RM","ANSUL",2014]
[{"$nulls":3},7,"PORT","13CGRD","MAIN ELEC RM BY CUSTIODIAL OFFICE","ANSUL",2018]
[{"$nulls":3},7,"PORT","5ABC","BOTTOM OF RAMP BY GYM","AMEREX",2013]
[{"$nulls":3},7,"PORT","5ABC","BY MAIN ELEC RM","AMEREX",2013]
[{"$nulls":3},7,"PORT","5ABC","BY RM 206","AMEREX",2013]
[{"$nulls":3},7,"PORT","5ABC","BY RM 216","AMEREX-C",2016]
[{"$nulls":3},7,"PORT","5ABC","BY RM 314","KIDDE",2018]
[{"$nulls":3},7,"PORT","5ABC","BY RM 409/SMALL GYM","ANSUL-F",2017]
[{"$nulls":3},7,"PORT","5ABC","CLOSE 2 LOCKER\\211 AN RM 200","AMEREX",2013]
[{"$nulls":3},7,"PORT","5ABC","ELETRIC RM THRU GYM","AMEREX",2014]
[{"$nulls":3},7,"PORT","5ABC","HALL THUR GYM","BUCKEYE",2015]
[{"$nulls":3},7,"PORT","5ABC","IN 007","AMEREX",2014]
[{"$nulls":3},7,"PORT","5ABC","IN 009","AMEREX",2013]
[{"$nulls":3},7,"PORT","5ABC","IN 205","AMEREX",2014]
[{"$nulls":3},7,"PORT","5ABC","IN CENTER OF CROSS HALL OF 009","AMEREX",2013]
[{"$nulls":3},7,"PORT","5ABC","IN RM 011","BADGER",2018]
[{"$nulls":3},7,"PORT","5ABC","IN RM 112","ALF",2014]
[{"$nulls":3},7,"PORT","5ABC","IN RM 114","BUCKEYE",2015]
[{"$nulls":3},7,"PORT","5ABC","IN RM 115","BUCKEYE",2015]
[{"$nulls":3},7,"PORT","5ABC","IN RM 307","ANSUL",2015]
[{"$nulls":3},7,"PORT","5ABC","IN RM307","KIDDE",2018]
[{"$nulls":3},7,"PORT","5ABC","IN RM 309","AMEREX",2014]
[{"$nulls":3},7,"PORT","5ABC","IN RM 311","ANSUL-F",2017]
[{"$nulls":3},7,"PORT","5ABC","IN RM 314","AMEREX-I",2016]
[{"$nulls":3},7,"PORT","5ABC","IN RM 502","AMEREX",2014]
[{"$nulls":3},7,"PORT","5ABC","SPARE IN MAIN ELEC RM","ANSUL",2018]
[{"$nulls":3},7,"PORT","6LKCLAS","KITCHEN","AMEREX",2014]
[{"$nulls":3},12,"KSYS","KSYSW","MAIN","ANSUL"]
[{"$nulls":3},12,"KSYS","KSYSW","SNACK BAR","ANSUL"]
["Rockwood Summit High School\n1780 Hawkins Road\nFenton, MO 63026-2650"]
[{"$nulls":3},7,"PORT","10ABC","2FL 312","AMEREX",2017]
[{"$nulls":3},7,"PORT","10ABC","2FL 313","AMEREX",2017]
[{"$nulls":3},7,"PORT","10ABC","2FL 315","AMEREX",2017]
[{"$nulls":3},7,"PORT","10ABC","2ND FL BY STAIRS\\315 N\\ SIDE","AMEREX-C",2016]
[{"$nulls":3},7,"PORT","10ABC","2ND FL BY STAIRS BY 333","AMEREX",2016]
[{"$nulls":3},7,"PORT","10ABC","CUSTODIAN ROOM/ROOF ACCESS BY KITCHEN","AMEREX",2016]
[{"$nulls":3},7,"PORT","10ABC","HALL BY LIBRARY N SIDE","AMEREX-C",2016]
[{"$nulls":3},7,"PORT","10ABC","HALL BY LIBRARY S\\SIDE","AMEREX-C",2016]
[{"$nulls":3},7,"PORT","10ABC","IN 321","AMEREX",2017]
[{"$nulls":3},7,"PORT","10ABC","IN 322 RM","AMEREX",2017]
[{"$nulls":3},7,"PORT","10ABC","IN 323 PREP RM","AMEREX",2017]
[{"$nulls":3},7,"PORT","10ABC","IN 331PREP RM","AMEREX",2017]
[{"$nulls":3},7,"PORT","10ABC","IN 332","AMEREX",2017]
[{"$nulls":3},7,"PORT","10ABC","IN 349","AMEREX",2017]
[{"$nulls":3},7,"PORT","10ABC","IN 350","AMEREX",2017]
[{"$nulls":3},7,"PORT","10ABC","IN 351","AMEREX",2017]
[{"$nulls":3},7,"PORT","10ABC","IN 362","AMEREX",2017]
[{"$nulls":3},7,"PORT","10ABC","IN 363","AMEREX",2017]
[{"$nulls":3},7,"PORT","10ABC","IN 365","AMEREX",2017]
[{"$nulls":3},7,"PORT","10ABC","IN CONCESSION STAND","ANSUL",2015]
[{"$nulls":3},7,"PORT","10ABC","IN ELEVATER RM","BUCKEYE",2018]
[{"$nulls":3},7,"PORT","10ABC","IN RM 322","AMEREX",2017]
[{"$nulls":3},7,"PORT","10ABC","LL BY 130 \\ STAIRS","AMEREX",2016]
[{"$nulls":3},7,"PORT","10ABC","LL BY 150 STORAGE CLOSET","AMEREX-C",2016]
[{"$nulls":3},7,"PORT","10ABC","LL POOL ENT BY 442","AMEREX-C",2016]
[{"$nulls":3},7,"PORT","10ABC","LN KITCHEN","BADGER",2015]
[{"$nulls":3},7,"PORT","25GMIS","POOL PUMP RM","AMEREX",2015]
[{"$nulls":3},7,"PORT","5ABC","2ND FL HALL NEAR AUDITORIUM","AMEREX",2013]
[{"$nulls":3},7,"PORT","5ABC","BY 220","ANSUL-C",2017]
[{"$nulls":3},7,"PORT","5ABC","BY 255","ANSUL-C",2017]
[{"$nulls":3},7,"PORT","5ABC","BY 354","BADGER",2015]
[{"$nulls":3},7,"PORT","5ABC","BY 614 CHOIR RM","ANSUL-C",2017]
[{"$nulls":3},7,"PORT","5ABC","BY AUDITORIUM STAIRS","AMEREX",2013]
[{"$nulls":3},7,"PORT","5ABC","BY CONCESSION STAND","AMEREX-C",2016]
[{"$nulls":3},7,"PORT","5ABC","BY GYM 500 HALL \\POOL","BADGER-C",2016]
[{"$nulls":3},7,"PORT","5ABC","BY RM 301 \\ LOCKER3362","AMEREX",2013]
[{"$nulls":3},7,"PORT","5ABC","BY RM 417 BY STAGE","BADGER",2015]
[{"$nulls":3},7,"PORT","5ABC","ENTRANCE TO AUDITORIUM BY R\\R","BADGER",2015]
[{"$nulls":3},7,"PORT","5ABC","IN 252","BADGER",2015]
[{"$nulls":3},7,"PORT","5ABC","IN 253","AMEREX-F",2016]
[{"$nulls":3},7,"PORT","5ABC","IN 412","AMEREX",2015]
[{"$nulls":3},7,"PORT","5ABC","IN 414","AMEREX",2014]
[{"$nulls":3},7,"PORT","5ABC","IN 414","AMEREX",2015]
[{"$nulls":3},7,"PORT","5ABC","IN 414 BY EMERGENCY EXIT","AMEREX",2014]
[{"$nulls":3},7,"PORT","5ABC","IN 805 2FL KLIN RM NEAR AUDITORIUM","AMEREX",2013]
[{"$nulls":3},7,"PORT","5ABC","IN CHOIR RM","AMEREX-I",2016]
[{"$nulls":3},7,"PORT","5ABC","IN ELECTRIC RM","ANSUL-F",2017]
[{"$nulls":3},7,"PORT","5ABC","IN ELEVATOR RM","ANSUL-I",2017]
[{"$nulls":3},7,"PORT","5ABC","IN KITCHEN","ANSUL-F",2017]
[{"$nulls":3},7,"PORT","5ABC","IN LIBRARY 230F","ANSUL-C",2017]
[{"$nulls":3},7,"PORT","5ABC","IN POOL BY OFFICE","ANSUL-C",2017]
[{"$nulls":3},7,"PORT","5ABC","LL BY 120","ANSUL-C",2017]
[{"$nulls":3},7,"PORT","5ABC","LL BY 168","ANSUL-C",2017]
[{"$nulls":3},7,"PORT","5ABC","LL BY POOL\\VENDING","AMEREX",2014]
[{"$nulls":3},7,"PORT","5ABC","LL ELEVATER RM THRU ELECTRIC RM","AMEREX-F",2016]
[{"$nulls":3},7,"PORT","5ABC","LL HALL BY 414\\EXIT","ANSUL",2018]
[{"$nulls":3},7,"PORT","5ABC","ON STAGE","AMEREX-I",2016]
[{"$nulls":3},7,"PORT","5ABC","ON STAGE","AMEREX-HP",2016]
[{"$nulls":3},7,"PORT","5ABC","ON STAGE","AMEREX-I",2016]
[{"$nulls":3},7,"PORT","5ABC","ON STAGE","BADGER",2015]
[{"$nulls":3},7,"PORT","5ABC","ON STAGE","AMEREX-I",2016]
[{"$nulls":3},7,"PORT","5ABC","SPARE","ANSUL",2017]
[{"$nulls":3},7,"PORT","5ABC","SPARE","ANSUL",2017]
[{"$nulls":3},7,"PORT","5ABC","SPARE","ANSUL",2017]
[{"$nulls":3},7,"PORT","5ABC","SPARE","ANSUL",2017]
[{"$nulls":3},7,"PORT","5ABC","SPARE","ANSUL",2017]
[{"$nulls":3},7,"PORT","5ABC","SPARE","ANSUL",2017]
[{"$nulls":3},7,"PORT","5ABC","SPARE","ANSUL",2017]
[{"$nulls":3},7,"PORT","5ABC","SPARE","AMEREX",2013]
[{"$nulls":3},7,"PORT","5ABC","SPARE","AMEREX",2015]
[{"$nulls":3},7,"PORT","5ABC","SPARE","BADGER",2015]
[{"$nulls":3},7,"PORT","5ABC","SPARE","ANSUL",2018]
[{"$nulls":3},7,"PORT","5ABC","SPARE","ANSUL",2018]
[{"$nulls":3},7,"PORT","5ABC","SPARE","ANSUL",2018]
[{"$nulls":3},7,"PORT","5ABC","SPARE","ANSUL",2018]
[{"$nulls":3},7,"PORT","5ABC","SPARE","ANSUL",2018]
[{"$nulls":3},7,"PORT","5CGRD","IN 252","ANSUL",2014]
[{"$nulls":3},7,"PORT","6LKCLAS","IN KITCHEN","BADGER",2018]
[{"$nulls":3},12,"KSYS","KSYSW","KITCHEN","ANSUL"]
["Rockwood Valley Middle School\n1220 Babler Park Drive\nWildwood, MO  63038-1359"]
[{"$nulls":3},7,"PORT","5ABC","1508 IN STORAGE","BADGER",2018]
[{"$nulls":3},7,"PORT","5ABC","2ND FL BY RM 2108","BUCKEYE",2017]
[{"$nulls":3},7,"PORT","5ABC","BY 1508","KIDDE",2018]
[{"$nulls":3},7,"PORT","5ABC","BY OFFICE","BUCKEYE",2017]
[{"$nulls":3},7,"PORT","5ABC","BY RM 1401","AMEREX",2013]
[{"$nulls":3},7,"PORT","5ABC","BY RM 1904","KIDDE",2018]
[{"$nulls":3},7,"PORT","5ABC","BY RM 1909","KIDDE",2017]
[{"$nulls":3},7,"PORT","5ABC","BY RM 1913","BUCKEYE",2017]
[{"$nulls":3},7,"PORT","5ABC","BY RM 2204","AMEREX-C",2016]
[{"$nulls":3},7,"PORT","5ABC","COMMONS BY SCHOOL STORE","BUCKEYE",2017]
[{"$nulls":3},7,"PORT","5ABC","COMMONS BY STAGE","AMEREX-C",2016]
[{"$nulls":3},7,"PORT","5ABC","ELEVATOR RM LN STAFF LOUNGE","ANSUL",2015]
[{"$nulls":3},7,"PORT","5ABC","HALL BY MAINTENANCE","ANSUL",2015]
[{"$nulls":3},7,"PORT","5ABC","IN GYM","AMEREX-C",2016]
[{"$nulls":3},7,"PORT","5ABC","IN GYM","BUCKEYE",2017]
[{"$nulls":3},7,"PORT","5ABC","IN KITCHEN","ANSUL",2017]
[{"$nulls":3},7,"PORT","5ABC","IN LIBRARY","BUCKEYE",2017]
[{"$nulls":3},7,"PORT","5ABC","IN LOCKER 101","BUCKEYE",2017]
[{"$nulls":3},7,"PORT","5ABC","IN LOCKER 304","AMEREX-C",2016]
[{"$nulls":3},7,"PORT","5ABC","IN LOCKER 535","BADGER",2015]
[{"$nulls":3},7,"PORT","5ABC","IN LOCKER 836","BUCKEYE",2017]
[{"$nulls":3},7,"PORT","5ABC","IN LOCKER 911","KIDDE",2017]
[{"$nulls":3},7,"PORT","5ABC","IN RM 1711","AMEREX",2013]
[{"$nulls":3},7,"PORT","5ABC","IN RM 1712","AMEREX",2013]
[{"$nulls":3},7,"PORT","5ABC","IN RM 1907","KIDDE",2017]
[{"$nulls":3},7,"PORT","5ABC","IN RM 2010","AMEREX",2013]
[{"$nulls":3},7,"PORT","5ABC","IN RM 2011","AMEREX",2013]
[{"$nulls":3},7,"PORT","5ABC","IN RM 2209","AMEREX",2013]
[{"$nulls":3},7,"PORT","5ABC","IN RM 2212","AMEREX",2013]
[{"$nulls":3},7,"PORT","5ABC","SCHL RESOURCE OFFICER RM IN OFFICE","BUCKEYE",2017]
[{"$nulls":3},7,"PORT","6LKCLAS","IN KITCHEN","AMEREX",2017]
[{"$nulls":3},6,"KSYS","KSYSW","KITCHEN","ANSUL"]
[{"$nulls":3},6,"FHOSE","FH50","ON STAGE","NONE","2013-07-01"]
[{"$nulls":3},6,"FHOSE","FH50","ON STAGE","NONE","2013-07-01"]
["Selvidge Middle School\n235 New Ballwin Road,\nBallwin, MO  63021-4799"]
[{"$nulls":3},7,"PORT","10ABC","BY STAIRWELL","KIDDE-C",2017]
[{"$nulls":3},7,"PORT","10ABC","HALL BY RM 30","KIDDE-C",2017]
[{"$nulls":3},7,"PORT","10ABC","HALL BY RM 31","KIDDE-C",2017]
[{"$nulls":3},7,"PORT","10ABC","HALL BY RM 37","AMEREX-C",2017]
[{"$nulls":3},7,"PORT","10ABC","HALL BY RM 44","AMEREX",2018]
[{"$nulls":3},7,"PORT","10ABC","HALL BY RM 45","AMEREX-C",2017]
[{"$nulls":3},7,"PORT","10ABC","HALL BY RM 7","ANSUL",2018]
[{"$nulls":3},7,"PORT","10ABC","IN RM 50","AMEREX-C",2016]
[{"$nulls":3},7,"PORT","10ABC","IN RM 54","AMEREX-C",2016]
[{"$nulls":3},7,"PORT","10CO2","IN ELEVATER RM","BADGER-I",2016]
[{"$nulls":3},7,"PORT","5ABC","7TH GRD HALL BY 17","AMEREX-C",2017]
[{"$nulls":3},7,"PORT","5ABC","HALL BY KITCHEN","AMEREX-C",2016]
[{"$nulls":3},7,"PORT","5ABC","HALL BY RM 19","AMEREX-C",2016]
[{"$nulls":3},7,"PORT","5ABC","HALL BY RM 24","AMEREX-C",2016]
[{"$nulls":3},7,"PORT","5ABC","HALL BY RM 27","AMEREX-C",2017]
[{"$nulls":3},7,"PORT","5ABC","HALL BY RM 28","AMEREX-C",2016]
[{"$nulls":3},7,"PORT","5ABC","HALL BY RM 29","AMEREX-C",2016]
[{"$nulls":3},7,"PORT","5ABC","HALL BY RM 49","AMEREX-C",2016]
[{"$nulls":3},7,"PORT","5ABC","HALL BY RM 5","AMEREX-C",2016]
[{"$nulls":3},7,"PORT","5ABC","HALL BY RM 51","AMEREX-C",2016]
[{"$nulls":3},7,"PORT","5ABC","HALL BY RM 54","AMEREX-C",2017]
[{"$nulls":3},7,"PORT","5ABC","HALL BY RM 56","AMEREX-C",2017]
[{"$nulls":3},7,"PORT","5ABC","HALL BY RM 58","AMEREX-C",2017]
[{"$nulls":3},7,"PORT","5ABC","HALL BY RM 59","AMEREX-C",2016]
[{"$nulls":3},7,"PORT","5ABC","HALL BY RM 60","AMEREX-C",2016]
[{"$nulls":3},7,"PORT","5ABC","HALL BY RMS 45\\46","AMEREX-C",2016]
[{"$nulls":3},7,"PORT","5ABC","HALL BY RMS 47\\48","AMEREX-C",2017]
[{"$nulls":3},7,"PORT","5ABC","IN CAFETERIA","AMEREX-C",2016]
[{"$nulls":3},7,"PORT","5ABC","IN GYMNASIUM","AMEREX-C",2017]
[{"$nulls":3},7,"PORT","5ABC","IN GYMNASIUM","AMEREX-C",2016]
[{"$nulls":3},7,"PORT","5ABC","IN GYMNASIUM","AMEREX",2013]
[{"$nulls":3},7,"PORT","5ABC","IN KITCHEN","AMEREX-F",2017]
[{"$nulls":3},7,"PORT","5ABC","IN LIBRARY","AMEREX-C",2016]
[{"$nulls":3},7,"PORT","5ABC","IN LIBRARY","ANSUL",2018]
[{"$nulls":3},7,"PORT","5ABC","IN LIBRARY ELECTRIC RM","AMEREX-I",2016]
[{"$nulls":3},7,"PORT","5ABC","IN MAIN OFFICE","AMEREX",2014]
[{"$nulls":3},7,"PORT","5ABC","IN MAIN OFFICE","AMEREX",2016]
[{"$nulls":3},7,"PORT","5ABC","IN RM 2","ANSUL",2018]
[{"$nulls":3},7,"PORT","5ABC","IN RM 27","AMEREX-F",2017]
[{"$nulls":3},7,"PORT","5ABC","IN RM 32","AMEREX-I",2017]
[{"$nulls":3},7,"PORT","5ABC","IN RM 32","AMEREX-F",2016]
[{"$nulls":3},7,"PORT","5ABC","IN RM 41","AMEREX",2013]
[{"$nulls":3},7,"PORT","5ABC","IN RM 49","AMEREX-C",2016]
[{"$nulls":3},7,"PORT","5ABC","IN RM 51","AMEREX-C",2017]
[{"$nulls":3},7,"PORT","5ABC","IN RM 53","ANSUL",2018]
[{"$nulls":3},7,"PORT","5ABC","IN RM 59","AMEREX",2016]
[{"$nulls":3},7,"PORT","5ABC","IN RM 60","AMEREX-C",2016]
[{"$nulls":3},7,"PORT","5ABC","IN RM 63","AMEREX-I",2016]
[{"$nulls":3},7,"PORT","5ABC","IN RM 64","AMEREX",2014]
[{"$nulls":3},7,"PORT","5ABC","IN RM 64","AMEREX-C",2016]
[{"$nulls":3},7,"PORT","5ABC","IN RM 9","AMEREX",2014]
[{"$nulls":3},7,"PORT","5ABC","IN RM 9","AMEREX",2014]
[{"$nulls":3},7,"PORT","5ABC","IN RM 9","AMEREX",2014]
[{"$nulls":3},7,"PORT","5ABC","IN SCHOOL STORE","AMEREX",2013]
[{"$nulls":3},7,"PORT","5ABC","IN STORE ROOM BY KITCHEN","AMEREX",2013]
[{"$nulls":3},7,"PORT","5ABC","LL BY RM 12","ANSUL",2018]
[{"$nulls":3},7,"PORT","5ABC","LL IN RM 14","AMEREX",2014]
[{"$nulls":3},7,"PORT","5ABC","MAIN ENTRANCE","ALF",2014]
[{"$nulls":3},7,"PORT","6LKCLAS","IN KITCHEN","ANSUL",2016]
[{"$nulls":3},12,"KSYS","KSYSW","KITCHEN","ANSUL"]
["Stanton Elementary School\n1430 Flora Del Drive\nFenton, MO  63026-3213"]
[{"$nulls":3},7,"PORT","5ABC","BREAK RM","ANSUL-I",2017]
[{"$nulls":3},7,"PORT","5ABC","BY 12\\A","AMEREX",2013]
[{"$nulls":3},7,"PORT","5ABC","BY 29","BADGER",2015]
[{"$nulls":3},7,"PORT","5ABC","BY DOUBLE DOORS CLOSE TO RM 21","ANSUL-C",2017]
[{"$nulls":3},7,"PORT","5ABC","BY EXIT W\\RAMP","AMEREX",2013]
[{"$nulls":3},7,"PORT","5ABC","BY HABIT 7","AMEREX",2013]
[{"$nulls":3},7,"PORT","5ABC","BY OFFICE HALL","ANSUL-I",2017]
[{"$nulls":3},7,"PORT","5ABC","CAFETERIA","ANSUL-C",2017]
[{"$nulls":3},7,"PORT","5ABC","ELECTRIC RM BY 6","ANSUL-I",2017]
[{"$nulls":3},7,"PORT","5ABC","ELECTRIC RM IN CAFETERIA","ANSUL",2015]
[{"$nulls":3},7,"PORT","5ABC","ELECT RM BY RM 23","AMEREX",2012]
[{"$nulls":3},7,"PORT","5ABC","GYM\\CAFETERIA WALL","AMEREX",2018]
[{"$nulls":3},7,"PORT","5ABC","HALL BY CAFETERIA","ANSUL-I",2017]
[{"$nulls":3},7,"PORT","5ABC","HALL BY COPY RM","BUCKEYE-C",2016]
[{"$nulls":3},7,"PORT","5ABC","IN GYM","ANSUL-C",2017]
[{"$nulls":3},7,"PORT","5ABC","IN RM 6","ANSUL",2015]
[{"$nulls":3},7,"PORT","5ABC","KITCHEN","KIDDE",2018]
[{"$nulls":3},7,"PORT","5ABC","RM 2 HALL BY STEPS","AMEREX",2013]
[{"$nulls":3},7,"PORT","6LKCLAS","KITCHEN","ANSUL",2014]
["Transportation Center\n17146 Manchester Road\nWildwood, MO  63040-1001"]
[{"$nulls":3},7,"PORT","10ABC","WEST BAY","AMEREX",2017]
[{"$nulls":3},7,"PORT","10ABC","W\\TRAILER","ANSUL",2015]
[{"$nulls":3},7,"PORT","10ABC","W\\TRAILER","ANSUL",2015]
[{"$nulls":3},7,"PORT","20ABC","N\\BAY","KIDDE-I",2017]
[{"$nulls":3},7,"PORT","20ABC","N\\BAY E\\WALL","KIDDE-I",2015]
[{"$nulls":3},7,"PORT","20ABC","S\\BAY","KIDDE-I",2015]
[{"$nulls":3},7,"PORT","20ABC","SHOP OFFICE","KIDDE-I",2015]
[{"$nulls":3},7,"PORT","20PK","GAS PUMP","BADGER",2017]
[{"$nulls":3},7,"PORT","5ABC","E\\TRAILER","AMEREX-I",2016]
[{"$nulls":3},7,"PORT","5ABC","E\\TRAILER","AMEREX-I",2016]
[{"$nulls":3},7,"PORT","5ABC","OFFICE","AMEREX",2013]
[{"$nulls":3},7,"PORT","5ABC","OFFICE","ANSUL-I",2017]
["Uthoff Valley Elementary School\n1600 Uthoff Drive\nFenton, MO  63026-2322"]
[{"$nulls":3},7,"PORT","10ABC","LOCATION NOT COMPLETE","AMEREX",2018]
[{"$nulls":3},7,"PORT","5ABC","BY LIBRARY","AMEREX",2013]
[{"$nulls":3},7,"PORT","5ABC","BY MAIN OFFICE","AMEREX",2013]
[{"$nulls":3},7,"PORT","5ABC","BY RM 110","ANSUL",2015]
[{"$nulls":3},7,"PORT","5ABC","BY RM 117","AMEREX",2013]
[{"$nulls":3},7,"PORT","5ABC","BY RM 209","AMEREX",2013]
[{"$nulls":3},7,"PORT","5ABC","BY RM 214","AMEREX",2017]
[{"$nulls":3},7,"PORT","5ABC","CAFETERIA","AMEREX",2017]
[{"$nulls":3},7,"PORT","5ABC","CUST OFFICE","AMEREX",2013]
[{"$nulls":3},7,"PORT","5ABC","GYMNASIUM","AMEREX",2013]
[{"$nulls":3},7,"PORT","5CGRD","STORAGE RM","ANSUL",2014]
[{"$nulls":3},7,"PORT","6LKCLAS","KITCHEN","ANSUL",2014]
[{"$nulls":3},12,"KSYS","KSYSW","KITCHEN","ANSUL"]
["Westridge Elementary School\n908 Crestland Drive\nBallwin, MO  63011-3110"]
[{"$nulls":3},7,"PORT","10ABC","IN CUSTODIAN OFFICE","AMEREX",2014]
[{"$nulls":3},7,"PORT","10ABC","KITCHEN","AMEREX",2013]
[{"$nulls":3},7,"PORT","5ABC","BOILER RM EXIT","AMEREX",2013]
[{"$nulls":3},7,"PORT","5ABC","BOILER RM SPARE","AMEREX",2013]
[{"$nulls":3},7,"PORT","5ABC","GYM ENTRANCE","AMEREX-C",2016]
[{"$nulls":3},7,"PORT","5ABC","HALL BY BOILER RM","BADGER-I",2017]
[{"$nulls":3},7,"PORT","5ABC","HALL BY GYM","AMEREX",2014]
[{"$nulls":3},7,"PORT","5ABC","HALL BY LIBRARY","BADGER-I",2017]
[{"$nulls":3},7,"PORT","5ABC","HALL BY RM 18","AMEREX",2014]
[{"$nulls":3},7,"PORT","5ABC","HALL BY RM 26","AMEREX-C",2016]
[{"$nulls":3},7,"PORT","5ABC","HALL BY RM 29","BADGER-I",2017]
[{"$nulls":3},7,"PORT","5ABC","HALL BY RM 33","AMEREX",2016]
[{"$nulls":3},7,"PORT","5ABC","HALL BY RM 4","AMEREX-C",2016]
[{"$nulls":3},7,"PORT","5ABC","HALL BY RM 6","BADGER-I",2017]
[{"$nulls":3},7,"PORT","5ABC","HALL BY TEACHER LOUNGE","AMEREX",2016]
[{"$nulls":3},7,"PORT","5ABC","IN GYM BY STAGE","AMEREX-C",2016]
[{"$nulls":4},"KSYS","KSYSW","KITCHEN","PYRO CHEM"]
[{"$nulls":3},7,"PORT","5ABC","IN OFFICE BY COPIER","AMEREX",2013]
["Wild Horse Elementary School\n16695 Wild Horse Creek Road\nChesterfield, MO  63005-1627"]
[{"$nulls":3},7,"PORT","10ABC","BY RM 14\\16\\EXIT","AMEREX",2016]
[{"$nulls":3},7,"PORT","10ABC","CAFETERIA HALL","AMEREX",2016]
[{"$nulls":3},7,"PORT","10ABC","HALL ACROSS FROM RM 013","AMEREX",2016]
[{"$nulls":3},7,"PORT","10ABC","HALL BY EXIT BY RM 024","AMEREX",2016]
[{"$nulls":3},7,"PORT","10ABC","HALL BY OFFICE","AMEREX",2016]
[{"$nulls":3},7,"PORT","10ABC","HALL BY RESTROOMS","AMEREX",2016]
[{"$nulls":3},7,"PORT","10ABC","HALL BY RM 001","AMEREX",2016]
[{"$nulls":3},7,"PORT","10ABC","HALL BY RM 005","AMEREX",2016]
[{"$nulls":3},7,"PORT","10ABC","HALL BY RM 011","AMEREX",2016]
[{"$nulls":3},7,"PORT","10ABC","HALL BY RM 018","AMEREX",2016]
[{"$nulls":3},7,"PORT","10ABC","HALL BY RM 024","AMEREX",2016]
[{"$nulls":3},7,"PORT","10ABC","HALL BY RM 029","AMEREX",2016]
[{"$nulls":3},7,"PORT","10ABC","HALL BY RM 032","AMEREX",2016]
[{"$nulls":3},7,"PORT","10ABC","HALL BY RM 036","AMEREX",2016]
[{"$nulls":3},7,"PORT","10ABC","HALL BY RM 040","AMEREX",2016]
[{"$nulls":3},7,"PORT","10ABC","IN GYM","AMEREX",2016]
[{"$nulls":3},7,"PORT","10ABC","KITCHEN","BADGER",2015]
[{"$nulls":3},7,"PORT","5ABC","123 HALL","BADGER",2015]
[{"$nulls":4},"KSYS","KSYSW","KITCHEN","PYRO CHEM"]
[{"$nulls":3},7,"PORT","6LKCLAS","KITCHEN","AMEREX",2016]
["Wildwood Middle School\n17401 Manchester Road\nWildwood, MO  63038-1906"]
[{"$nulls":3},7,"PORT","10ABC","BY KITCHEN RM 212","AMEREX-I",2016]
[{"$nulls":3},7,"PORT","10ABC","BY MAIN OFFICE","AMEREX",2013]
[{"$nulls":3},7,"PORT","10ABC","BY RESTROOM & 809","BADGER",2013]
[{"$nulls":3},7,"PORT","10ABC","BY RM 106","AMEREX",2013]
[{"$nulls":3},7,"PORT","10ABC","BY RM 207","AMEREX",2013]
[{"$nulls":3},7,"PORT","10ABC","BY RM 209","AMEREX",2013]
[{"$nulls":3},7,"PORT","10ABC","BY RM 614","AMEREX",2013]
[{"$nulls":3},7,"PORT","10ABC","BY RM 701","AMEREX",2013]
[{"$nulls":3},7,"PORT","10ABC","BY RM 710","BADGER",2013]
[{"$nulls":3},7,"PORT","10ABC","BY RM 713","AMEREX",2013]
[{"$nulls":3},7,"PORT","10ABC","BY RM 804","AMEREX",2013]
[{"$nulls":3},7,"PORT","10ABC","BY RM 816 & 815","BADGER",2013]
[{"$nulls":3},7,"PORT","10ABC","HALL BY RM 202","AMEREX",2013]
[{"$nulls":3},7,"PORT","10ABC","HALL BY RM 205","AMEREX",2013]
[{"$nulls":3},7,"PORT","10ABC","HALL BY RM 601","BADGER",2015]
[{"$nulls":3},7,"PORT","10ABC","HALL BY RM 608","AMEREX",2013]
[{"$nulls":3},7,"PORT","10ABC","IN BOILER RM","AMEREX",2013]
[{"$nulls":3},7,"PORT","10ABC","IN COMMONS BY GYM","AMEREX",2013]
[{"$nulls":3},7,"PORT","10ABC","IN COMMONS BY RESTROOM","AMEREX",2013]
[{"$nulls":3},7,"PORT","10ABC","IN COMMONS BY STAGE STAIRS","BADGER",2013]
[{"$nulls":3},7,"PORT","10ABC","IN COMMONS E WALL BY 501","AMEREX",2013]
[{"$nulls":3},7,"PORT","10ABC","IN GYM E WALL","AMEREX-I",2017]
[{"$nulls":3},7,"PORT","10ABC","IN GYM E WALL","AMEREX",2013]
[{"$nulls":3},7,"PORT","10ABC","IN GYM NW EXIT","AMEREX",2013]
[{"$nulls":3},7,"PORT","10ABC","PAST RM 820 BY E EXIT","AMEREX",2013]
[{"$nulls":3},7,"PORT","5ABC","IN 712","ANSUL",2015]
[{"$nulls":3},7,"PORT","5ABC","IN RM 504","AMEREX",2013]
[{"$nulls":3},7,"PORT","5ABC","IN RM 504","KIDDE",2015]
[{"$nulls":3},7,"PORT","5ABC","IN RM 611","AMEREX",2013]
[{"$nulls":3},7,"PORT","5ABC","IN RM 612","AMEREX",2013]
[{"$nulls":3},7,"PORT","5ABC","IN RM 711","AMEREX",2013]
[{"$nulls":3},7,"PORT","5ABC","IN RM 812","ANSUL",2015]
[{"$nulls":3},7,"PORT","5ABC","IN RM 813","ANSUL",2015]
[{"$nulls":3},7,"PORT","5ABC","SPARE IN 206 CUSTODIAL","ANSUL",2017]
[{"$nulls":3},7,"PORT","6LKCLAS","IN KITCHEN","ANSUL",2016]
[{"$nulls":3},7,"PORT","6LKCLAS","IN KITCHEN","ANSUL",2016]
[{"$nulls":3},6,"KSYS","KSYSW","KITCHEN","RANGEGUARD"]
[{"$nulls":3},6,"FHOSE","FH50","STAGE","NONE",41487]
[{"$nulls":3},6,"FHOSE","FH50","STAGE","NONE",41487]
["Woerther Elementary School\n314 New Ballwin Road\nBallwin, MO  63021-6199"]
[{"$nulls":3},7,"PORT","10ABC","KITCHEN","AMEREX",2013]
[{"$nulls":3},7,"PORT","10ABC","KITCHEN","AMEREX",2013]
[{"$nulls":3},7,"PORT","5ABC","BOILER RM","BADGER",2017]
[{"$nulls":3},7,"PORT","5ABC","GYMNASIUM BY STAGE","BADGER-C",2017]
[{"$nulls":3},7,"PORT","5ABC","GYMNASIUM ENTRANCE","BADGER-C",2017]
[{"$nulls":3},7,"PORT","5ABC","HALL BY CAFETERIA","AMEREX",2013]
[{"$nulls":3},7,"PORT","5ABC","HALL BY RM 24","BADGER",2017]
[{"$nulls":3},7,"PORT","5ABC","HALL BY RM 27","BADGER-C",2017]
[{"$nulls":3},7,"PORT","5ABC","HALL BY RM 34","AMEREX",2018]
[{"$nulls":3},7,"PORT","5ABC","HALL BY RM 38","ANSUL",2018]
[{"$nulls":3},7,"PORT","5ABC","HALL BY RM 44","ANSUL-C",2017]
[{"$nulls":3},7,"PORT","5ABC","HALL BY RM 50","AMEREX",2018]
[{"$nulls":3},7,"PORT","5ABC","IN CAFETERIA","ANSUL",2017]
[{"$nulls":3},7,"PORT","5ABC","IN RM 32","KIDDE",2013]
[{"$nulls":3},7,"PORT","5ABC","IN RM 41","AMEREX",2016]
[{"$nulls":3},7,"PORT","5ABC","IN RM 42","AMEREX",2018]
[{"$nulls":3},7,"PORT","5ABC","IN RM 44","ANSUL",2018]
[{"$nulls":3},7,"PORT","5ABC","IN RM 53","AMEREX",2013]
[{"$nulls":3},7,"PORT","5ABC","N HALL BY RM 15","AMEREX",2013]
[{"$nulls":3},7,"PORT","5ABC","N HALL BY RM 9","AMEREX",2013]
[{"$nulls":4},"KSYS","KSYSW","KITCHEN","PYRO CHEM"]
["Campus Subtotals (A-G)",{"$nulls":8},{"v":0,"d":"$0.00"},{"v":0,"d":"$0.00"},{"v":0,"d":"$0.00"},{"v":0,"d":"$0.00"},{"v":0,"d":"$0.00"}]
["Campus Subtotals (K-W)",{"$nulls":8},{"v":0,"d":"$0.00"},{"v":0,"d":"$0.00"},{"v":0,"d":"$0.00"},{"v":0,"d":"$0.00"},{"v":0,"d":"$0.00"}]
[" Campus Totals",{"$nulls":8},{"v":0,"d":"$0.00"},{"v":0,"d":"$0.00"},{"v":0,"d":"$0.00"},{"v":0,"d":"$0.00"},{"v":0,"d":"$0.00"}]
[]
["While it is the District’s intent to provide accurate information, please note that there may be discrepancies between the number and description of fire extinguishers and kitchen fire suppression systems included in Schedule A and the actual extinguishers and systems in the buildings. As building additions and/or renovations are completed and building added, additional extinguishers and/or kitchen fire suppression systems will require testing and to be added to the list. Fire extinguisher and kitchen fire suppression system details should be verified by the Contractor and/or Contractor’s inspector during the initial inspection and each subsequent inspection."]
[]
["Unit Prices"]
["A.","Hourly rate for repair work (if any required) outside the scope of inspection, testing, cleaning and minor adjustments",{"$nulls":3},"per hour"]
["B. ","Overtime hourly rate for emergency repair work (if any required) outside the scope of inspection, testing, cleaning, and minor adjustments",{"$nulls":3},"per hour"]
["C.","Unit rate of maintenance and recertification of portable fire extinguishers:"]
[null,"Stored Pressure",{"$nulls":3},"each"]
[null,"Carbon Dioxide",{"$nulls":3},"each"]
["D.","Unit rate of maintenance and inspection of kitchen fire suppression systems:"]
[null,"Single-Cylinder Systems",{"$nulls":3},"each"]
[null,"Additional Tandem Cylinders",{"$nulls":3},"each"]
[null,"Fusible Links",{"$nulls":3},"each"]
["E.","Unit rate of recharging, including maintenance and certification, of fire extinguishers:"]
[null,"2.5 lb Dry Chemical",{"$nulls":3},"each"]
[null,"5 - 5.5 lb Dry Chemical",{"$nulls":3},"each"]
[null,"6 lb Dry Chemical",{"$nulls":3},"each"]
[null,"10 lb Dry Chemical",{"$nulls":3},"each"]
[null,"5 lb Carbon Dioxide",{"$nulls":3},"each"]
[null,"10 lb Carbon Dioxide ",{"$nulls":3},"each"]
[null,"15 lb Carbon Dioxide",{"$nulls":3},"each"]
[null,"13 lb Halon",{"$nulls":3},"each"]
[null,"2.5 gal Pressurized Water",{"$nulls":3},"each"]
["F.","Unit rate of new fire extinguisher units:"]
[null,"2.5 lb Dry Chemical",{"$nulls":3},"each"]
[null,"5 - 5.5 lb Dry Chemical",{"$nulls":3},"each"]
[null,"6 lb Dry Chemical",{"$nulls":3},"each"]
[null,"10 lb Dry Chemical",{"$nulls":3},"each"]
[null,"5 lb Carbon Dioxide",{"$nulls":3},"each"]
[null,"10 lb Carbon Dioxide ",{"$nulls":3},"each"]
[null,"15 lb Carbon Dioxide",{"$nulls":3},"each"]
[null,"13 lb Halon",{"$nulls":3},"each"]
[null,"2.5 gal Pressurized Water",{"$nulls":3},"each"]
["G.","Unit rate of six-year maintenance plus recharge",{"$nulls":3},"each"]
["H.","Unit rate of hydrostatic testing plus recharge:"]
[null,"Stored Pressure Dry Chemical - all sizes",{"$nulls":3},"each"]
[null,"Carbon Dioxide - all sized",{"$nulls":3},"each"]
["I.","Unit rate for installation of fire extinguishers",{"$nulls":3},"each"]
["J.","Unit rate for pickup/delivery fee per round trip",{"$nulls":3},"each"]
["K.","Unit rate for hazardous material labeling fee",{"$nulls":3},"each"]
["L.","Unit rate for fire extinguisher tamper seal",{"$nulls":3},"each"]
["M.","Additional Charges not already noted herein:",{"$nulls":3},"Further explanation, if required:"]
[]
[]
[]
[]
[null,"Please note that inspection fees, repair costs, and time and materials labor rates will remain in effect for the entire contract term."]
[]
["Vendor Certification",null,null,"Yes/No"]
["A.","Is Contractor a member in good standing of the National Fire Protection Association (NFPA)?"]
["B.","Is Contractor a member in good standing of the National Association of Fire Equipment Distributors (NAFED)?"]
["C.","Is Contractor a registered re-tester of high-pressure cylinders by the DOT?",{"$nulls":3},"DOT #:",null,"Expires:"]
["D.","Does Contractor have a minimum of five (5) years' experience in the inspections and maintenance of fire extinguishers and kitchen fire suppression systems?"]
["E.","Does each Contractor employee have a minimum of two (2) years' experience in inspections and maintenance of fire extinguishers and kitchen fire suppression systems? "]
["F.","Will Contractor use only manufacturer-specific chemical agent and replacement parts and factory-sealed cartridges in the inspections and maintenance of fire extinguishers and kitchen fire suppression systems?"]
["G.","Will Contractor be able to provide evidence of the minimum amounts of required insurance as outlined in the RFP?"]
["H.","Have all of Contractor's employees been trained and certified for DOT HM126F HazMat requirements?"]
["I.","Does Contractor base its business in an appropriately zoned, commercial building that clearly identifies itself as that of a fire protection company, and does it have the proper equipment as required in the applicable National Fire Codes to inspect and maintain fire extinguishers and kitchen fire suppression systems?"]
["J.","Will Contractor conform to the recharge warranty requirements as defined in the bid specifications of the RFP?"]
["K.","Does Contractor have a business phone number that is answered live during the weekday hours of 7:30 am through 5:00 pm?"]
["L.","Does Contractor have an afterhours telephone number for a 24-hour per day emergency service?"]
["M.","Has Contractor included a list of references (in section below)?"]
["N.","Does Contractor agree to comply with all other specifications and requirements included in the RFP?"]
[]
["References - Must provide a minimum of five (5) references"]
[]
[null,"Company Name:",{"$nulls":4},"Company Name:"]
[null,"Contact:",{"$nulls":4},"Contact:"]
[null,"Address:",{"$nulls":4},"Address:"]
[]
[]
[null,"Phone Number:",{"$nulls":4},"Phone Number:"]
[]
[null,"Company Name:",{"$nulls":4},"Company Name:"]
[null,"Contact:",{"$nulls":4},"Contact:"]
[null,"Address:",{"$nulls":4},"Address:"]
[]
[]
[null,"Phone Number:",{"$nulls":4},"Phone Number:"]
[]
[null,"Company Name:",{"$nulls":4},"Company Name:"]
[null,"Contact:",{"$nulls":4},"Contact:"]
[null,"Address:",{"$nulls":4},"Address:"]
[]
[]
[null,"Phone Number:",{"$nulls":4},"Phone Number:"]
[]
["Addenda","Acknowledge below receipt of Addenda issued, if any."]
[null,"Addendum Number",null,"dated"]
[null,"Addendum Number",null,"dated"]
[]
["The undersigned certifies that the bid price contained in this proposal has been carefully checked and is submitted as correct and final. The undersigned certifies that he/she has the authority to submit a bona fide bid for said firm."]
[]
["Firm Name:"]
["Address:"]
["Contact:"]
["Title:"]
["Phone:"]
["Fax:"]
["Email:"]
[]
[]
[null,"Printed Name",null,null,"Signature of Officer",{"$nulls":3},"Date"]