{"text_format":"3","workbook":"xls","n_sheets":25,"sheets":["INDEX","AA","BES","CATE","CES","CHS","CMS","CMSNEW","CRMS","DFE","DFH","DFMS","DO","HECES","HWE","IES","IHS","IMS","LES","LME","NRE","OPE","RSE","SOE","SHHS"],"not_rendered":{"external_links":1,"defined_names":37},"read":"whole","date_system":"1900","formulas":"cached_only"}

{"sheet":"INDEX","index":0,"n_rows":24,"n_cols":1,"rows_kept":24,"merged":[[0,0,0,11]],"flags":["formulas_cached_only"]}
["INDEX"]
["ALTERNATIVE ACADEMY"]
["BALLENTINE ELEMENTARY"]
["CENTER FOR ADVANCED TECHNOLOGIES"]
["CHAPIN ELEMENTARY"]
["CHAPIN HIGH"]
["CHAPIN MIDDLE"]
["CROSSROADS MIDDLE"]
["DUTCH FORK ELEMENTARY"]
["DUTCH FORK HIGH"]
["DUTCH FORK MIDDLE"]
["DISTRICT OFFICE"]
["H.E. CORLEY ELEMENTARY"]
["HARBISON WEST ELEMENTARY"]
["IRMO ELEMENTARY"]
["IRMO HIGH"]
["IRMO MIDDLE"]
["LEAPHART ELEMENTARY"]
["LAKE MURRAY ELEMENTARY"]
["NURSERY ROAD ELEMENTARY"]
["OAK POINTE ELEMENTARY"]
["RIVER SPRINGS ELEMENTARY"]
["SEVEN OAKS ELEMENTARY"]
["SPRING HILL HIGH"]

{"sheet":"AA","index":1,"n_rows":38,"n_cols":9,"rows_kept":38,"merged":[[0,0,0,8],[2,0,2,8]],"flags":["formulas_cached_only"]}
["SCHOOL DISTRICT FIVE OF LEXINGTON AND RICHLAND COUNTIES"]
[]
["ALTERNATIVE ACADEMY"]
[]
["AREA","UNIT #","TYPE","MANUF.","MODEL","SERIAL NO.","VOLTS","TONS","YEAR"]
[]
["Science",1,"RTHP 1","CARRIER","50HS-060-501AA","4097G40218","208/3",5,1997]
["Empty Room",2,"RTHP 2","CARRIER","50HS-048-511AA","4097G40263","208/3",4,1997]
["English",3,"RTHP 3","TRANE","WCC036F300BB","K2331991H","208/3",3,1995]
["Math",4,"RTHP 4","BDP","65ANX03000ABDD","0497G41012","208/3",2.5,1997]
["Social Studies",5,"RTHP 5","CARRIER","50HS-042-301AA","2097G40620","208/3",3.5,1997]
["Art/Algebra",6,"RTHP 6","TRANE","WCC036F300BB","K2313BB1H","208/3",3,1995]
["Computer Lab",7,"RTHP 7","GOODMAN","PH060 0 3C",9412019892,"208/3",5,1998]
["Office",8,"RTHP 8","CARRIER","50TJQ 006 501","0497G20010","208/3",5,1997]
["Boys Restrm",null,"CU","CARRIER","38YCC036520","0898E22202",240,2.5,2009]
["Boys Restrm",null,"AHU","CARRIER","40AQ0303306M","3984A47659",230,null,2009]
["Ladies Restrm",null,"AHU","CARRIER","40AQ0303306M","3984A47753",230,null,2009]
["GYM West",null,"G-1 CU","CARRIER","40BA009-300","Q791636",null,7.5,1987]
["GYM West",null,"G-1 AH","CARRIER","40BAC08","279?????",null,null,1987]
["GYM West",null,"G-2 CU","Tempmstr","CAB0905NHA/AA075HAI","L951578173"," 208/3",7.5,1990]
["GYM West",null,"G-2 AH","CARRIER","40BAC08","Ceiling hung"," 208/3",null,1987]
["GYM East",null,"G-3 AH","CARRIER","40BAC08","Ceiling hung","208/3",null,1987]
["GYM East",null,"G-4 AH","CARRIER","40BAC08","Ceiling hung","208/3",null,1987]
["GYM",null,"GAS UH","MODINE","05011010881","PA130AB",115]
["GYM",null,"GAS UH","MODINE","05011010881","Ceiling hung",115]
["GYM",null,"GAS UH","MODINE","05011010881","Ceiling hung",115]
["GYM",null,"GAS UH","MODINE","05011010881","Ceiling hung",115]
["GYM",null,"GAS UH","MODINE","05011010881","Ceiling hung",115]
["GYM",null,"GAS UH","MODINE","05011010881","Ceiling hung",115]
[null,9,"SWEF","DAYTON","4HZ34","SIDEWALL",115,null,2002]
[null,10,"SWEF","DAYTON","4HZ34","SIDEWALL",115,null,2002]
[null,11,"RTEF","Greenheck","G-75-DGEX-QD","00A07924",115]
[null,12,"RTEF","Greenheck","G-090-DGEX-QD","01E17921",115]
[null,13,"RTEF","Greenheck","G-090-DGEX-QD","01E17927",115]
["Theatre",null,"CU","Goodman","CPLE 48-1",212427529,"208/230/1",{"v":3.8333333333333335,"d":"4"}]
["Theatre",null,"CU","Payne","PH 12NA060-G","1105X33330","208/230/1",4.5]
["Server Room","AH-1","AHU","MITSUBISHI","PKA-A18GA","75A00251C","208/230/2",1.5]
["Server Room","CU-1","CU-1","MITSUBISHI","PUY-A18NHA","63002592B","208/230/3",1.5]

{"sheet":"BES","index":2,"n_rows":129,"n_cols":8,"rows_kept":129,"merged":[[0,0,0,7],[2,0,2,7]],"flags":["formulas_cached_only"]}
["SCHOOL DISTRICT FIVE OF LEXINGTON AND RICHLAND COUNTIES"]
[]
["BALLENTINE ELEMENTARY"]
[]
[]
["AREA","TYPE/ID","MANUF.","MODEL","SERIAL NO.","VOLTAGE","TON","YEAR"]
["All units need replacing"]
["All UV need replacing"]
["G100","UV-30","Trane","THP0308MFOA11110","WO2A04586","460/3",3,2002]
["G101","UV-30","Trane","THP0308MFOA11110","WO2A04583","460/3",3,2002]
["G102","UV-30","Trane","THP0308MFOA11110","WO2A04582","460/3",3,2002]
["G103","UV-30","Trane","THP0308MFOA11110","WO2A04565","460/3",3,2002]
["G104","UV-30","Trane","THP0308MFOA11110","WO2A04590","460/3",3,2002]
["G105","UV-30","Trane","THP0308MFOA11110","WO2A04585","460/3",3,2002]
["G106","UV-30","Trane","THP0308MFOA11110","WO2A0(no data)","460/3",3,2002]
["G107","UV-30","Trane","THP0308MFOA11110","WO2A04579","460/3",3,2002]
["G108","UV-30","Trane","THP0308MFOA11110","WO2A04588","460/3",3,2002]
["G109","UV-30","Trane","THP0308MFOA11110","WO2A04589","460/3",3,2002]
["G110","UV-30","Trane","THP0308MFOA11110","WO2A04587","460/3",3,2002]
["G111","UV-30","Trane","THP0308MFOA11110","WO2A04569","460/3",3,2002]
["P100","UV-30","Trane","THP0308MFOA11110","WO2A04577","460/3",3,2002]
["P101","UV-30","Trane","THP0308MFOA11110","WO2A04573","460/3",3,2002]
["P102","UV-30","Trane","THP0308MFOA11110","WO2A04574","460/3",3,2002]
["P103","UV-30","Trane","THP0308MFOA11110","WO2A04567","460/3",3,2002]
["P104","UV-30","Trane","THP0308MFOA11110","WO2A0(no data)","460/3",3,2002]
["P105","UV-30","Trane","THP0308MFOA11110","WO2A04571","460/3",3,2002]
["P106","UV-30","Trane","THP0308MFOA11110","WO2A04575","460/3",3,2002]
["P107","UV-30","Trane","THP0308MFOA11110","WO2A04580","460/3",3,2002]
["P108","UV-30","Trane","THP0308MFOA11110","WO2A0","460/3",3,2002]
["P109","UV-30","Trane","THP0308MFOA11110","WO2A04576","460/3",3,2002]
["P110","UV-30","Trane","THP0308MFOA11110","WO2A04568","460/3",3,2002]
["P111","UV-30","Trane","THP0308MFOA11110","WO2A06529","460/3",3,2002]
["R104","UV","Trane","THP0308MFOA11110","WO2A04584","460/3",3,2002]
["R106","UV","Trane","THP0308MFOA11110","WO2A04591","460/3",3,2002]
["R107","UV-30","Trane","THP0308MFOA11110","No data plate","460/3",3,2002]
["R108","UV","Trane","THP0308MFOA11110","WO2A04570","460/3",3,2002]
["R109","UV-30","Trane","THP0308MFOA11110","WO2A04581","460/3",3,2002]
["R110","UV-30","Trane","THP0308MFOA11110","WO2A04564","460/3",3,2002]
["R111","UV-30","Trane","THP0308MFOA11110","WO2A04592","460/3",3,2002]
["R112","UV-36","Trane","THPB0368MFOA11110","WO2A04595","460/3",3,2002]
["R113","UV","Trane","THP0308MFOA11110","No data plate","460/3",3,2002]
["R114","UV-36","Trane","THPB0368MFOA11110","WO2A04594","460/3",3,2002]
["R115","UV-36","Trane","THPB0368MFOA11110","WO2A04596","460/3",3,2002]
["R116","UV-36","Trane","THPB0368MFOA11110","WO2A04598","460/3",3,2002]
["R117","UV-36","Trane","THPB0368MFOA11110","WO2A04597","460/3",3,2002]
["Office","RTU-1 ","ICP","EWPH8090N2LJ","SLO20485664","460/3",7.5,2002]
["Office","RTU-2","ICP","EWPHFO6OLOOO","SLO14545960","460/3",5,2002]
[null,"RTU-3",null,"No Data","No Data"]
["Media","RTU-4","ICP","EWPHB075L01A","SLO20485666","460/3",6.3,2002]
["Guidance","RTU-5","ICP","EWPHF030K000","SLO20380224","208/1",2.5,2002]
["Psychologist","RTU-6","ICP","EWPHF024K000","SLO20248948","208/1",2,2002]
["B101 Speech","RTU-7","ICP","EWPHF048L000","SLO12850569","460/3",4,2002]
["B102","RTU-8","ICP","EWPHF036L000","SLO14138837","460/3",3,2002]
["B104","RTU-9","ICP","EWPHF036L000","SLO14138841","460/3",3,2002]
["B106 Chorus","RTU-10","ICP","EWPHFO24K000","SLO20495444","460/3",2,2002]
["B108 Strings","RTU-11","ICP","EWPHF036L000","SLO14138843","460/3",3,2002]
["B105","RTU-12","ICP","EWPHF036L000","SLO14138844","460/3",3,2002]
["B107","RTU-13","ICP","EWPHF036L000","SLO14138838","460/3",3,2002]
["B109 Art","RTU-14","ICP","EWPHF036L000","SLO14138842","460/3",3,2002]
["Cafeteria","RTU-15","ICP","EWPHB156L000","1202F42718","460/3",13,2002]
[null,"ERV-2","Renu Air","HE2X900RTEC","A029405","460/3"]
["Cafeteria","RTU-16","ICP","EWPHB156L000","1202F42717","460/3",13,2002]
[null,"ERV-2","Renu Air","HE2X900RTEC","A029400","460/3"]
["Kitchen","RTU-17","ICP","EWPHB180L000","1202F42663","460/3",15,2002]
["Theatre","RTU-18","ICP","EWPHB180L000","1202F41665","460/3",15,2002]
[null,"ERV-3","Renu Air","HE2X900RTEC","A029413"]
["Theatre","RTU-19","ICP","EWPHB180L000","1202F41557","460/3",15,2002]
[null,"ERV-3","Renu Air","HE2X900RTEC","A029406"]
["B100 Conf Rm","RTU-20","ICP","EWPHF030K000","SLO20380219","208/1",2.5,2002]
["B100 Small Groups","RTU-21","ICP","EWPHF024K000","SLO20248944","208/1",2,2002]
["B103 Comp Lab","RTU-22","ICP","EWPHB075L01A","SLO20485667","460/3",6.3,2002]
["Media Center","RTU-23","ICP","EWPHF060L000","SLO14546965","460/3",5,2002]
["Gym","RTU-24","ICP","EWPH8090N2LJ","SLO20485663","460/3",7.5,2002]
["Gym","RTU-25","ICP","EWPH8090N2LJ","SLO20485662","460/3",7.5,2002]
["R Wrkrm.","RTU-26","ICP","EWPHF036L000","SLO14138831","460/3",3,2002]
["G Wrkrm.","RTU-27","ICP","EWPHF024K000","SLO20248990","208/1",2,2002]
["P Wrkrm.","RTU-28","ICP","EWPHF024K000","SLO20495443","208/1",2,2002]
["OA R104, 106, 107, 109","RTU-29","ICP","EWPHF060L000","SLO13547533","460/3",5,2002]
[null,"ERV-A-29",null,"HE2X900RTEC","A029411"]
[null,"RTU-30","ICP","No Data","No Data   "]
[null,"ERV-1-30",null,"HE2X900RTEC","A029403"]
["OA G100, 101, 102, 103","RTU-31","ICP","EWPHF060L000","SLO13547553","460/3",5,2002]
[null,"ERV-A-31","Renu Air","HE2X900RTEC","A029414"]
["OA G104, 105","RTU-32","ICP","EWPHF060L000","SLO13547548","460/3",5,2002]
[null,"ERV-1-32","Renu Air","HE2X900RTEC","A029409"]
["OA G108, 109, 110, 111","RTU-33","ICP","EWPHF060L000","SLO13546963","460/3",5,2002]
[null,"ERV-33"]
["OA P100, 101, 102, 103","RTU-34","ICP","EWPHF060L000","SLO13547543","460/3",5,2002]
[null,"ERV-1-34","Renu Air","HE2X900RTEC","A029412"]
["OA P104, 105, 106, 107","RTU-35","ICP","EWPHF060L000","SLO13547539","460/3",5,2002]
[null,"ERV-1-35","Renu Air","HE2X900RTEC","A029402"]
["OA P108, 109, 110, 111","RTU-36","ICP","EWPHF060L000","SLO13547541","460/3",5,2002]
[null,"ERV-1-36","Renu Air","HE2X900RTEC","A029408"]
["OA P112, 114, 115, 116, 117","RTU-37","ICP","EWPHF060L000","SLO13547552","460/3",5,2002]
[null,"ERV-37","Renu Air","HE2X900RTEC","A029410"]
["Music","RTU-38","ICP","EWPHF036L000","SLO14138853","460/3",3,2002]
["Tchr Wrkrm","RTU-39","ICP","EWPHF024K000","SLO20248945","208/1",2,2002]
["Exhaust Fans",null,null,"Direct Drive"]
["Sec A - A06, 10, 17,","EF - 1","Greenheck","G-131-B-X","01L20346","120/1",null,2002]
[" 07, 08"]
["Sec C - B35, 14, 21, ","EF - 4","Greenheck","G-121-B-X","01L20335","120/1",null,2002]
["Cust Rm, Elec"]
["Sec C - C18, 30, 28, 24,","EF - 5","Greenheck","G-121-B-X","01L20336","120/1",null,2002]
[" 21, 31A, 38, 34"]
["Sec D - D14, 10, 15, ","EF - 6","Greenheck","G-131-B-X","01L20347","120/1",null,2002]
["16, Cust Rm"]
["Sec E - E16","EF - 7","Greenheck","6-090-6-X","01L20302","120/1",null,2002]
["  A16, B03, B07., B13, B05, B09, B11, B23, B25, B29, B34, B39, C07, C15, C16, C03, C11, C12, E25A, E07, F05, F06 ","EF-8","Greenheck","Ceiling Mounted",null,"120/1",null,2002]
["E23, E24 Boys & Girls Restroom","EF- 9","Greenheck","6-085-6-X","01L20299","120/1",null,2002]
["Dishwasher","EF -10","Greenheck","G-160-B-X","01L20354","120/1",null,2002]
["F02","EF- 11","Greenheck","6-085-6-X","01L20298","120/1",null,2002]
[" ","EF - 12","Greenheck","G-85-G","01L20299","120/1",null,2002]
["G01 Coach Office Restroom","EF- 13","Greenheck","G-85-G","0120310","120/1",null,2002]
["G05 Electrical Room","EF- 14","Greenheck","G-90-D","0120278","120/1",null,2002]
["G203 Gym Storage","EF- 15","Greenheck","G-90--G","0120315","120/1",null,2002]
["G06 Outside Storage","EF- 16","Greenheck","G-80-D","0122650","120/1",null,2002]
[]
["AREA","TYPE/ID","MANUF.","MODEL","SERIAL NO.","VOLTAGE","TON","YEAR"]
[" ","KEF-1","Captiv Air","NCA 24FA",161663,"460/3",null,"Feb 2002"]
[" ","KSF-1","Captiv Air","A3-G18",161663,"460/3",null,"Feb 2002"]
[null,"CU-2","Mitsubishi","PUY-424NHA","51B 00210B"]
[null,"AH-2","Mr Slim","PKA-A24FA","76A00586C"]
[null,"CU-1","Mitsubishi","PUY-A18NHA","708090736D"]
[null,"AH-1",null,"PKA-A18GA","69A0130SD"]
[null,"PTAC-1",null,"No data ","No data"]
[null,"EUH-3","Taskmaster","G1G5105M","60721-030","277V-5KW"]
[null,"ERCH-14","TP1","G3485T2","71RCH5T2","277V / 1 ph"]
[null,"Portable 1","Bard","WH361-A10","125L082554297-02","230/208/1 ph"]
[null,"Portable 2","Bard","36WA3","130474BT","230/208/1 ph"]

{"sheet":"CATE","index":3,"n_rows":109,"n_cols":7,"rows_kept":109,"merged":[[0,0,0,6],[2,0,2,6]],"flags":["formulas_cached_only"]}
["SCHOOL DISTRICT FIVE OF LEXINGTON AND RICHLAND COUNTIES"]
[]
["CENTER FOR ADVANCED TECHNOLOGIES"]
[]
[]
["ROOM","UNIT/TYPE","MANUF.","MODEL","SERIAL NO.","VOLTS","YEAR"]
[]
["204  Electrical Shop","WSHP-8","FHP","EC096-4VTC","3540-204-EU0001-T111M4821",null,2011]
["111  Office","WSHP-3","FHP","ES024-4VTC","3540-203-EU0001-Y111M49060","460/3",2011]
["108  Director","WSHP-2","FHP","ES042-4VTC","3540-203-EU0005-T111M48436","460/3",2011]
["100 Wing","WSHP-1","FHP","EC151-4VTC","3540-203-EU0001-T111M49098","460/3",2011]
["Nurse","WSHP-50","FHP","ES024-4VTC","3540-205-EU0001-T111M49060","460/3",2011]
["204A  Resource","WSHP-9","FHP","ES042-4VTC","3540-203-EU0001-T111M48436","460/3",2011]
["201B  Sound","WSHP-7","FHP","EC120-4VTC","3540-203-EU0001-T111M48240","460/3",2011]
["201  Media Lab","WSHP-5 ","FHP","ECO96-4VTC","3540-204-EU0002-T111M48238","460/3",2011]
["201C  Media Control","WSHP-6","FHP","ES049-4VTC","3540-203-EU0001-T111M49063","460/3",2011]
["107 Conference","WSHP-4","FHP","ES030-4VTC","3540-203-EU0001-T111M49056","460/3",2011]
[]
["107  Conference","WSHP-4","FHP","ES030-4VTC","3540-203-EU0001-T111M49056","460/3",2011]
["206A  Resource","WSHP-39","FHP","ES042-4VTC","3540-202-EU0001-T111M48436","460/3",2011]
["206  Machine Tool","WSHP-38","FHP","ES096-4VTC","3540-202-EU0001-T111M48241","460/3",2011]
["201 Wing","WSHP-35","FHP","EC120-4VTC","3540-202-EU0001-T111M48240","460/3",2011]
["205  Computer Lab","WSHP-37","FHP","EC096-4VTC","3540-202-EU0002-T111M48238","460/3",2011]
["203  Info Tech","WSHP-36","FHP","EC096-4VTC","3540-202-EU0001-T111M48238","460/3",2011]
["203  Info Tech","WSHP-36","FHP","EC096-4VTC","3540-202-EU0001-T111M48238","460/3",2011]
["208A  Resource","WSHP-43","FHP","ES042-4VTC","3540-202-EU0002-T111M48436","460/3",2011]
["208  HVAC Lab ","WSHP-42","FHP","EC096-4VTC","3540-202-EU0002-T111M48241","460/3",2011]
["207  Graphics Lab","WSHP-41","FHP","EC096-4VTC","3540-202-EU0003-T111M48238","460/3",2011]
["207A  Graphics Class","WSHP-40","FHP","ESO71-4VTC","3540-202-EU0001-T111M48456","460/3",2011]
["210  T&I Lab","WSHP-48","FHP","ES042-4VTC","3540-202-EU0003-T111M48436","460/3",2011]
["210  T&I Lab","WSHP-48","FHP","ES042-4VTC","3540-202-EU0003-T111M48436","460/3",2011]
["210A  Resource","WSHP-47","FHP","EC096-4VTC","3540-202-EU0003-T111M48241","460/3",2011]
["211  Classroom","WSHP-46","FHP","ES061-4VTC","3540-202-EU0001-T111M48440","460/3",2011]
["209  Lab","WSHP-45","FHP","EC096-4VTC","3540-202-EU0004-T111M48238","460/3",2011]
["200 Wing","WSHP-44","FHP","ES061-4VTC","3540-202-EU0001-T111M48439","460/3",2011]
["102  Multi-Purpose","WSHP-11","FHP","EC240-4VTC","3540-202-EU0001-T111M48296","460/3",2011]
["102  Multi-Purpose","WSHP-11","FHP","EC240-4VTC","3540-202-EU0001-T111M48296","460/3",2011]
["102  Multi-Purpose","WSHP-10","FHP","EC240-4VTC","3540-203-EU0001-T111M48296","460/3",2011]
["308A  Resource","WSHP-34","FHP","ES042-4VTC","3540-203-EU0004-T111M48436","460/3",2011]
["308  T&I Lab","WSHP-33","FHP","EC096-4VTC","3540-204-EU0004-T111M48241","460/3",2011]
["312 Classroom","WSHP-32","FHP","ES061-4VTC","3540-203-EU0003-T111M48440","460/3",2011]
["311 Lab","WSHP-31","FHP","EC096-4VTC","3540-204-EU0005-T111M48238","460/3",2011]
["300 Wing","WSHP-29","FHP","ES071-4VTC","3540-203-EU0001-T111M48456","460/3",2011]
["306  Welding","WSHP-27","FHP","EC096-4VTC","3540-204-EU0002-T111M48241","460/3",2011]
["309  Pre-Engineering","WSHP-25","FHP","EC096-4VTC","3540-204-EU0003-T111M48238","460/3",2011]
["304A  Resource","WSHP-24","FHP","ES042-4VTC","3540-203-EU0002-T111M48436","460/3",2011]
["304  Construction","WSHP-22","FHP","EC096-4VTC","3540-204-EU0003-T111M48241","460/3",2011]
["305A  Health Clsrm","WSHP-21","FHP","ES061-4VTC","3540-203-EU0002-T111M48439","460/3",2011]
["T304  Locker Room","WSHP-23","FHP","ESO71-4VTC","3540-203-EU0002-T111M48456","460/3",2011]
["307  Pre-Engineering","WSHP-26","FHP","EC096-4VTC","3540-204-EU0004-T111M48238","460/3",2011]
["BOILERS"]
["Outside Right","B-1","HARSCO","C-2000","R917-12-8132",null,2012]
["Outside Right Pump Motor","BP-1","WEG","TE01C0400000301334",10831348,"230/460"]
["Outside Left","B-2","HARSCO","C-2000","R917-12-8131",null,2012]
["Outside Left Pump Motor","BP-2","WEG","TE01C0400000301334",10831348,"230/460"]
["WATER HEATERS"]
["Inside Left","WH-1","MAXIM","72 N 250A-MXG",712134688,115,2011]
["Inside Right","WH-2","MAXIM","72 N 250A-MXG",712134689,115,2011]
["LOOP PUMP MOTORS"]
["Right Motor","P-1","WEG","030180T3E286T","13FEV12 1014877284",460,2011]
["Left Motor","P-2","WEG","030180T3E286T","13FEV12 1014877293",460,2011]
["COOLING TOWER",null,"EVAPCO","ATWB 24-4L14-Z","12-476966"]
["Pump Motor 1","P-1","WEG","3255K121WW7HE","1211818-C12",460,2011]
["Heater 1","H-1","EVAPCO","EMT-307E4XX","17-95P",480,2011]
["Pump Motor 2","P-2","WEG","3255K121WHE","1212012-C12",460,2011]
["Heater 2","H-2","EVAPCO","EMT-307E4XX","17-95P",480,2011]
[]
[]
["ROOM","UNIT/TYPE","MANUF.","MODEL","SERIAL NO.","VOLTS","YEAR"]
["Mechanical Room","UH-3","Taskmaster","G1G5103M",null,"277v"]
["Side Screen Filter","SSF-1","PEP Filters","3044K475WHE (pump)","1212633-D12 (pump)"]
[{"$nulls":3},"F1GS2-015BAA-CP8-C-F-A",49628]
["Inside","SSHP-1","Trane","TAM4AOC60S51SBA",122352122,"200/230",2012]
[null,"WSHP-18","FHP","ES061-4VTC","3540-203-EU0002-T111M48440","460/3",2011]
[null,"WSHP-17","FHP","ES061-4VTC","3540-203-EU0001-T111M48440","460/3",2011]
[null,"WSHP-16","FHP","ES061-4VTC","3540-203-EU0001-T111M84839","460/3",2011]
[null,"WSHP-15","FHP","ES071-4VTC","3540-203-EU0001-T111M49076","460/3",2011]
[null,"WSHP-12","FHP","EC210-4VTC","3540-203-EU0001-T111M49105","460/3",2011]
[null,"WSHP-13","FHP","ES048-4VTC","3540-203-EU0001-T111M49057","460/3",2011]
[null,"WSHP-14","FHP","EC096-4VTC","3540-204-EU0001-T111M48238","460/3",2011]
[null,"WSHP-49",null,"ES035-4VTC","3540-203-EU0001-T111M49049","460/3",2011]
[null,"WSHP-20","FHP","ES048-4VTC","3540-203-EU0001-T111M49058"]
[null,"WSHP-19",null,"EC120-4VTC","3540-203-EU0001-T111M49084"]
[null,"WSHP-30",null,"ES035-4VTC","3540-203-EU0001-T111M49048"]
[null,"WSHP-28",null,"ES042-4VTC","3540-203-EU0003-T111M48436"]
[null,"DSS-3","Daikin","FTXS24HVJU","E007535","208/230/S"]
["Outside","DSS-3","Daikin","RXS24DVJU","E007418"]
["IDF #1","DSS-2","Daikin","FTXS24HVJU","E007569","208/230/S"]
["Outside","DSS-2","Daikin","RXS24DVJU","E007416"]
[]
["Outside Exhaust Fans"]
["Dishwasher","EF-16","Cook","150ACRU150RH3B","49SD96426-01/0003001",115,2012]
["Kitchen","EF-17","Captive Aire","NCA24FA",null,"460/3"]
["Kitchen","EF-18","Captive Aire","NCA24FA",null,"460/3"]
[null,"MUAH-1","Captive Aire","A4-D.1000-920"]
[null,"EF-19","Captive Aire","NCA14FA",null,"460/3"]
[null,"EF-2","Cook","120ACE120C3B","419SD96426-01/0004101",115,2012]
[]
[null,"DSS-1","Daikin","FXMQ48PVJU","E003101","208/230/S"]
["Outside","DSS-1","Daikin","RXYMQ48PVJU","E001781","208/230/S",2011]
[null,"DSS-5","Daikin","FTXS30 ??","E0004 ??",null,2010]
[null,"DSS-5","Daikin","RXS30HVJU","A000502"]
[null,"DSS-4","Daikin","FTXS24HBJU","E007565","208/230/S",2011]
["Outside","DSS-4","Daikin","RXS24DVJU","E007419","208/230/S",2011]
[null,"SSHP-1","Trane","4TWA3060A40000CA","1222308HAF","460/3",2012]
[]
[]
[]
[" "]

{"sheet":"CES","index":4,"n_rows":147,"n_cols":10,"rows_kept":147,"merged":[[0,0,0,9],[2,0,2,9]],"flags":["formulas_cached_only"]}
["SCHOOL DISTRICT FIVE OF LEXINGTON AND RICHLAND COUNTIES"]
[]
["CHAPIN ELEMENTARY"]
[]
[]
["EMS #","AREA","UNIT #.","TYPE","MANUF.","MODEL","SERIAL NO.","TONS","Voltage","INSTALLED"]
[]
[1,null,"RTU1",null,"JOHNSON CONTROLS","J12ZRN20P4SZZ50001A","N1F1088249",20,"460/3",2012]
[2,null,"RTU2",null,"JOHNSON CONTROLS","J08ZRN15P4SZZ50001A","N1F1088247",20,"460/3",2012]
[3,null,"RTU2A",null,"JOHNSON CONTROLS","JA4ZRN07P4SZZ50001A","N1E1079466"," ","460/3",2012]
[4,null,"RTU3",null,"JOHNSON CONTROLS","J06ZJN10B4SZZ50001A","N1F1112790",7.5,"460/3",2012]
[5,null,"RTU4",null,"JOHNSON CONTROLS","J10ZRN15P4SZZ50001A","N1F1088591",20,"460/3",2012]
[6,null,"RTU5",null,"JOHNSON CONTROLS","J06ZJN10B4SZZ50001A","N1F1112791",7.5,"460/3",2012]
[7,null,"RTU6",null,"JOHNSON CONTROLS","J07ZRN15P4SZZ50001A","N1F1082741",12.5,"460/3",2012]
[8,null,"RTU7",null,"JOHNSON CONTROLS","J08ZRN15P4SZZ50001A","N1F1088245",15,"460/3",2012]
[9,null,"RTU8",null,"JOHNSON CONTROLS","J12ZRN20P4SZZ50001A","N1F1088248",20,"460/3",2012]
[10,null,"RTU9",null,"JOHNSON CONTROLS","J06ZJN10B4SZZ50001A","N1F1112792",10,"460/3",2012]
[11,null,"RTU10",null,"JOHNSON CONTROLS","J10ZRN15P4SZZ50001A","N1F1088587",20,"460/3",2012]
[12,null,"RTU10A",null,"JOHNSON CONTROLS","JA4ZRN07P4SZZ50001A","N1E1079468"," ","460/3",2012]
[13,null,"RTU11",null,"JOHNSON CONTROLS","J10ZRN15P4SZZ50001A","N1F1088588",12.5,"460/3",2012]
[14,null,"RTU12",null,"JOHNSON CONTROLS","J10ZRN15P4SZZ50001A","N1F1088589",12.5,"460/3",2012]
[15,null,"RTU13",null,"JOHNSON CONTROLS","J12ZRN20P4SZZ50001A","N1F1088250",20,"460/3",2012]
[null,"Office"]
[16,null,"RTU14",null,"JOHNSON CONTROLS","J08ZRN15P4SZZ50001A","N1F1088246",12.5,"460/3",2012]
[null,"Med Ctr Off"]
[17,null,"HP-1",null,"DAIKIN","REYQ96PYDN","A000229",15,"460/3",2008]
[null,"Media Ctr"]
[18,null,"HP-2",null,"DAIKIN","REYQ96PYDN","A000191",6.25,"460/3",2008]
[null,"Theater"]
[19,null,"RTU17",null,"JOHNSON CONTROLS","J10ZRN15P4SZZ50001A","N1F1088590",15,"460/3",2012]
[null,"Rr. Lobby"]
[20,null,"RTU18A",null,"TRANE","WFD150E40AAA","950100597D",40,"460/3",2012]
[null,"Gym"]
[21,null,"RTU18B",null,"JOHNSON CONTROLS","J12XPE36P4SZZ50001A","N1F1088593"," ","460/3",2012]
[null,"Gym Offices"]
[22,null,"RTU19",null,"TRANE","YSC072A4RMA","751100140L",15,"460/3",2012]
[{"$nulls":5},"2V000000000000"]
[null,"Kitchen"]
[23,null,"RTU20",null,"JOHNSON CONTROLS","J08ZRN15P4SZZ50001A","N1F1088244",15,"460/3",2012]
[null,"Cafeteria","RTU21",null,"JOHNSON CONTROLS","JA4ZRN07P4SZZ50001A","N1E1079467",7.5,"460/3",2012]
[null,null,"RTU22",null,"JOHNSON CONTROLS","J10ZRN15P4SZZ50001A","N1F1088592",10,"460/3",2012]
[null,null,"RTU23A",null,"JOHNSON CONTROLS","J15ZRN32J4SZZ10001B","N1F1090162",40,"460/3",2012]
[null,null,"RTU23B",null,"JOHNSON CONTROLS","J15ZRN32J4SZZ10001B","N1F1090163"," ","460/3",2012]
["EMS #","AREA","UNIT #.","TYPE","MANUF.","MODEL","SERIAL NO.","TONS","Voltage","INSTALLED"]
[null,null,"CU ?",null,"MITSUBISHI","PUY-A18NHA","75U80408C",null,"208/1 ph"]
[null,"Data Rm 124",null,null,"MITSUBISHI","FXAQ18MVJU","E003261",null,null,2011]
[null,"Data Rm 126",null,null,"MITSUBISHI","PKA-A18GA","69A013690"]
[null,"MAIN BLDG."]
[null,"Copy Rm 109",null,null,"DAIKIN","Associated with HP1 or HP2"]
[null,"Principals Off. 107",null,null,"DAIKIN","Associated with HP1 or HP2"]
[null,"Compliance Office",null,null,"DAIKIN","Associated with HP1 or HP2"]
[null,"ISS Room",null,null,"DAIKIN","Associated with HP1 or HP2"]
[null,"KINDERG. BLDG"]
[null,"Data Room",null,null,"SANYO","KS2472","0084302"]
[null," ","CU-1",null,"SANYO","CL2472","0060293"]
[null," ","REF-3",null,"COOK","70ACEH 70C15DH","1245C65920-01/0004801",null,"115V"]
[null," ","REF-1A",null,"COOK","100ACEH 100C15DH","1245C65920-01/0002001",null,"115V"]
[null," ","REF-2A",null,"COOK","100ACEH 100C15DH","1245C65920-01/0003501",null,"115V"]
[null," K7","FHP-5",null,"MARVAIR","VA1SA36HPDO75HGIII-216-VAR","JY-F118483-0-6",null,"460/3"]
[null,"K8","FHP-4",null,"MARVAIR","VA1SA36HPDO75HGIII-216-VAR","JY-F118483-0-1",null,"460/3"]
[null,"K9","FHP-3",null,"MARVAIR","VA1SA36HPDO75HGIII-216-VAR","JY-F118483-0-3",null,"460/3"]
[null,"K10","FHP-7",null,"MARVAIR","VA1SA36HPDO75HGIII-216-VAR","JY-F118483-0-5",null,"460/3"]
[null,"K11","FHP-2",null,"MARVAIR","VA1SA36HPDO75HGIII-216-VAR","JY-F118483-0-4",null,"460/3"]
[null,"K12","FHP-1",null,"MARVAIR","VA1SA36HPDO75HGIII-216-VAR","JY-F118483-0-2",null,"460/3"]
[null,"K13","FHP-6",null,"MARVAIR","VA1SA36HPDO75HGIII-216-VAR","JY-F118483-0-7",null,"460/3"]
[null,"PORTABLES"]
[null,"Portable 1",null,null,"BARD","WH421-A10RX4XXX EHWH-A10","126H082513570-02",null,"208/230/1"]
[null,"Portable 2",null,null,"BARD","WH421-A10RX4XXX EHWH-A10","126H082513572-02",null,"208/230/1"]
[null,"Portable 3",null,null,"BARD","WH421-A10RX4XXX EHWH-A10","126H082513587-02",null,"208/230/1"]
[null,"Portable 4",null,null,"BARD","WH421-A10RX4XXX EHWH-A10","126H082513590-02",null,"208/230/1"]
[null,"Portable 5",null,null,"BARD","WH421-A10RX4XXX EHWH-A10","126H082513593-02",null,"208/230/1"]
[null,"Portable 6",null,null,"BARD","WH421-A10RX4XXX EHWH-A10","126H082513583-02",null,"208/230/1"]
[null,"Portable 7",null,null,"BARD","WH421-A10RX4XXX EHWH-A10","126H082513579-02",null,"208/230/1"]
[null,"Portable 8",null,null,"BARD","WH421-A10RX4XXX EHWH-A10","126H082513591-02",null,"208/230/1"]
[null,"Portable 9",null,null,"BARD",null,"1040971S"]
[null,"Portable 10",null,null,"BARD","WH361-005 EHWH36-05","125C082481384-02",null,"208/230/1"]
[null,"Portable 11",null,null,"BARD","36WA1","104208FS"]
[]
["OLD #","NEW #","MANUF.","MODEL #","CFM","RPM","HP","VOLT",null,"INSTALLED"]
["REF-1",25,"COOK","100C10DH",275,957,0.04,115,null,2002]
["REF-3",23,"COOK","100C10DH",275,957,0.04,115,null,2002]
["REF-4",22,"COOK","100C10DH",270,957,0.04,115,null,2002]
["REF-5",21,"COOK","100C10DH",270,957,0.04,115,null,2002]
["REF-6",30,"COOK","100C10DH",265,957,0.04,115,null,2002]
["REF-7",26,"COOK","100C15DH",375,1104,0.125,115,null,2002]
["REF-8",28,"COOK","100C10DH",265,957,0.04,115,null,2002]
["REF-9",27,"COOK","100C10DH",270,957,0.04,115,null,2002]
["REF-10",29,"COOK","100C15DH",585,1348,0.135,115,null,2002]
["REF-11",31,"COOK","120C10D",760,937,0.167,115,null,2002]
["REF-12",17,"COOK","100C10DH",266,957,0.04,115,null,2002]
["REF-13",14,"COOK","100C10DH",270,957,0.04,115,null,2002]
["REF-14",13,"COOK","100C10DH",270,957,0.04,115,null,2002]
["REF-15",12,"COOK","100C10DH",265,957,0.04,115,null,2002]
["REF-16",15,"COOK","100C10DH",270,957,0.04,115,null,2002]
["REF-17",8,"COOK","100C10DH",265,957,0.04,115,null,2002]
["REF-18",11,"COOK","100C15DH",385,1104,0.125,115,null,2002]
["REF-19",10,"COOK","100C10DH",260,957,0.04,115,null,2002]
["REF-20",9,"COOK","100C10DH",270,957,0.04,115,null,2002]
["REF-21",16,"COOK","100C3B",1080,1937,0.125,115,null,2002]
["REF-22",18,"COOK","100C3B",1080,1937,0.125,115,null,2002]
["REF-23",19,"COOK","150C6B",1310,806,0.111,115,null,2002]
["REF-24",20,"COOK","100C15DH",365,1104,0.125,115,null,2002]
["REF-25",7,"COOK","100ACEB",740,1200,0.125,115,null,2002]
["REF-26",4,"COOK","120ACRUB","*1",1080,0.25,115,null,2002]
["REF-27",6,"COOK","245VCR","*1",3300,0.5,115,null,2002]
["REF-28",5,"COOK","245VCR","*1",3300,0.5,115,null,2002]
["REF-29",1,"COOK","100ACEB",1075,1481,0.124,115,null,2002]
["REF-30",3,"COOK","120C10D",760,937,0.167,115,null,2002]
["REF-31",2,"COOK","90C15DH",290,1098,63.8,115,null,2002]
[]
["EMS #","AREA","UNIT #.","TYPE","MANUF.","MODEL","SERIAL NO.","TONS","Voltage","INSTALLED"]
[null,null,"EF-1",null,"COOK","100C10DH","124S661273000007030901"]
[null,null,"EF-1A",null,"COOK","100C10DH","124S661273000007060901"]
[null,null,"EF-1B",null,"COOK","100C10DH","124S661273000007160901"]
[null,null,"EF-1C",null,"COOK","100C10DH","124S661273000007120901"]
[null,null,"EF-1D",null,"COOK","100C10DH","124S661273000007040901"]
[null,null,"EF-E",null,null,"No data plate"]
[null,null,"EF-1F",null,"COOK","100C3B","124S6812550000007010302"]
[null,null,"EF-1G",null,"COOK","100C10DH","124S6612730000007010901"]
[null,null,"EF-1H",null,"COOK","100C10DH","124S6612730000007010901"]
[null,null,"EF-1I",null,"COOK","100C10DH","124S6612730000007020901"]
[null,null,"EF-1J",null,"COOK","100C10DH","124S6612730000007150901"]
[null,null,"EF-1K",null,"COOK","100C10DH","124S6612730000007130901"]
[null,null,"EF-1L",null,"COOK","100C10DH","124S6612730000007170901"]
[null,null,"EF-1M",null,"COOK","100C10DH","124S6612730000007050901"]
[null,null,"EF-1N",null,"COOK","100C10DH","124S6612730000007100901"]
[null,null,"EF-1O",null,"COOK","100C10DH","124S6612730000007110901"]
[null,null,"EF-2",null,"COOK","100C15DH","124S66127300000024020901"]
[null,null,"EF-2A",null,"COOK","100C15DH","124S66127300000024010901"]
[null,null,"EF-3",null,"COOK","120C10D","124S66127300000342020901"]
[null,null,"EF-4",null,"COOK","100C15DH","124S6612730000043010901"]
[null,null,"EF-7",null,"COOK","150C10D","124S6679220100007011101"]
[null,null,"EF-9",null,"COOK"]
[null,"Guidance Rm 131",null,null,"DAIKIN","Associated w/ HP1 or HP2"]
[null,"Rm 133",null,null,"DAIKIN","Associated w/ HP1 or HP2"]
[null,"Media Plg Rm 127",null,null,"DAIKIN","Associated w/ HP1 or HP2"]
[null,"Audio Vis Rm 129",{"$nulls":3},"Associated w/ HP1 or HP2"]
[null,"Teachers Lge Rm108",{"$nulls":3},"Associated w/ HP1 or HP2"]
[null,"Sch Psycho Rm 117",{"$nulls":3},"Associated w/ HP1 or HP2"]
[null,null,"KSF-1",null,"GREENHECK","PVF350H","12488547"]
[null,null,"REF-4",null,"COOK","100ACFH","124SC65920-0170006101",null,null,2009]
[null,null,"REF-7",null,"COOK","100C3B","124S6744660000043010102"]
[null,null,"REF-26",null,"GREENHECK","CUE-101-A-X","12488481 1106"]
[null,null,"REF-28",null,"GREENHECK","CUBE-900-50-G","12488482 1106"]
[null,null,"REF-29",null,"GREENHECK","G-095-D-X","12488480-1106"]
[null," ",null,null," "," "]
[null," ",null,null," "," "]

{"sheet":"CHS","index":5,"n_rows":550,"n_cols":9,"rows_kept":550,"merged":[[0,0,0,8],[2,0,2,8]],"flags":["formulas_cached_only"]}
["SCHOOL DISTRICT FIVE OF LEXINGTON AND RICHLAND COUNTIES"]
[]
["CHAPIN HIGH"]
[]
[]
["AREA","TAG","TYPE/ID","MANUF.","MODEL","SERIAL NO.","TONS","VOLTAGE","YEAR"]
[]
["2nd Fl Hall","RTU-76","RTHP 6","Carrier","50TJQ006-501","3496G20026",5,"208/230/3",1996]
["218 - HP14","RTU-49","RTHP","Trane","WCD048C400BD","R3910853D",4,460,2000]
["316 - HP8","CU-51","RTCU","Trane","TWP024C100A4","R354WC72F",2,"208-230/1",2000]
["314 - HP7","CU-52","RTCU","Trane","TWP024C100A4","R294KMX2F",2,"208-230/1",2000]
["220 - HP13","RTU-53","RTHP","Trane","WCD048C400BD","R39100789D",4,"460/3",2000]
["312 - HP6","CU-54","RTCU","Trane","TWP024C100A4","R354WJK2F",2,"208-230/1",2000]
["310 - HP5","CU-55","RTCU","Trane","TWP024C100A4","R354ODF2F",2,"208-230/1",2000]
["222 - HP12","RTU-56","RTHP","Trane","WCC030F100BF","R152M491H",2.5,"208-230/1",2000]
["308 - HP4","CU-57","RTCU","Trane","TWP024C100A4","R293P1F2F",2,"208-230/1",2000]
["306 - HP3","CU-59","RTCU","Trane","TWP024C100A4","R2957SX2F",2,"208-230/1",2000]
["304 - HP2","CU-60","RTCU","Trane","TWP024C100A4","R354OCG2F",2,"208-230/1",2000]
["302 - HP1","CU-62","RTCU","Trane","TWP024C100A4","R344TJT2F",2,"208-230/1",2000]
["228 - HP9","RTU-63","RTAC","Trane","WCCO24F100BF","R1952752H",2,"208-230/1",2000]
["FRESH AIR","RTU-64","RTAC","Trane","WCD150B400EA","R39100562D",12.5,460,2000]
["Bldg Exhaust","ERV-65","RTRF","Trane","NO DATA PLATE","NO DATA PLATE",null,460,2000]
["Low Roof","RTU-82","RTAC","Trane","WCD120B400EB","R24101871D",10,null,2000]
["Gym Ath Dir","RTU-99","RTAC","Carrier","50HS-030-311AB","2101G42021",2.5,"208/230/1",2001]
["Weight Rm","RTU-100","RTAC","Carrier","50HS-030-311AB","3395G30527",2.5,460,2001]
["Training Rm","RTU-101","RTAC","Carrier","50HS-030-311AB","2101G42019",2.5,460,2001]
["Wresting Room","G-04","RTGP","Trane","YHC 048","240101434L",4,460,2002]
["New Gym Clsrm","G-05","RTGP","Trane","YHC 048","240101560L",4,460,2002]
["Art","RTU-73","RTHP","Trane","WSC060A4ROA0Y0","327100275L",5,460,2003]
["ROTC Class Rm","RTU-113","RTHP","Trane","WSC048A3R0A030","Z35100749L",4,null,2003]
["Old Girls Lockerroom","RTAC-1","RTGP","Carrier","48TFD008-611","1303G40575",7.5,460,2003]
["Old Boy's Lockerroom","RTAC-2","RTGP","Carrier","48TFD012-611","1403G50635",10,460,2003]
["301, 303, 305, 307,","RTU-36",null,"Carrier","50AK-025-C-611HM","2704F44428",25,null,2004]
["309, 311, 313"]
["Chorus Practice","RTU-66",null,"Carrier","48HJE006-641NB","2404G50703",5,460,2004]
["Chorus Office","RTU-67",null,"Carrier","48JHE004-541","2304G30282",3," ",2004]
["Chorus","RTU-68",null,"Carrier","48JHD014-661NB","2204G40629",12.5,460,2004]
["Band A","RTU-69",null,"Carrier","48GX 024040311AD","2504G11932",2,"208/230/1",2004]
["Band Office","RTU-70",null,"Carrier","48JHE004 541","2304G30283",3,"208/230/3",2004]
["Band Prac","RTU-71",null,"Carrier","48GX 024040311AD","2504G11934",2,"208/230/1",2004]
["Band Eq Stor","RTU-72",null,"Carrier","48GX 024040311AD","2504G11940",2,"208/230/1",2004]
["Art","RTU-74",null,"Carrier","48HJE006 641NB","2404G50704",2,460,2004]
["Band","RTU-75",null,"Carrier","48HJD017 6AIYA","2504F41318",15,"460/1",2004]
["Drama Dress Rm","RTU-77",null,"Carrier","48HJE004 541NB","2404G50827",5,"208/230/3",2004]
["Drama Cont","RTU-78",null,"Carrier","48HJE004 541NB","2304G30275",3," "," "]
["ROTC Class Rm","RTU-79",null,"Carrier","48GX 042060601AD","2504G12072"," "," ",2004]
["Drama Back Stage","RTU-80",null,"Carrier","48HJD017 6AIYA","2504F41320",15,"460/3",2004]
["2nd Fl Hall","RTU-81",null,"Carrier","48HJE005 651NB","2404G50721",4,"460/3",2004]
["Supv. Off","RTU-112","RTGP","Carrier","48GS-0180493011P","2305G31478",15,"460-3",2005]
[208,"RTU-114-I","RTGP","Carrier","48TFE004-A-611","1605G50260",3,"460-3",2005]
[207,115," ","Carrier","48TFE004-A-611","1605G10262",3,"460-3",2005]
[206,116," ","Carrier","48TFE004-A-611","0805G30272",3,"460-3",2005]
[null,"RTAC-11",null,"Trane","YHC036E4RXA19DOC1A1A001-000000B0000000000","124710098L",null,"460/3",2012]
[null,"RTAC-12",null,"Trane","YHC036E4RXA19DOC1A1A001-000000B0000000000","124710068L",null,"460/3",2012]
[null,"RTAC-13",null,"Trane","YHC036E4RXA19DOC1A1A001-000000B0000000000","124710043L",null,"460/3",2012]
[null,"RTAC-14",null,"Trane","YHC036E4RXA19DOC1A1A001-000000B0000000000","124710078L",null,"460/3",2012]
[null,"RTAC-15",null,"Trane","YHC036E4RXA19DOC1A1A001-000000B0000000000","124710055L",null,"460/3",2012]
[null,"RTAC-16",null,"Trane","YHC036E4RXA19DOC1A1A001-000000B0000000000","124710116L",null,"460/3",2012]
[null,"RTAC-17",null,"Trane","YHC036E4RXA19DOC1A1A001-000000B0000000000","124710126L",null,"460/3",2012]
[111,"RTU-20",null,"York","DR090N15P4SAA3D","NOF6479938",7.5,"460-3",2006]
[110,"RTU-21",null,"York","DR060D10P4SAA2A","NOF6579779",5,"460-3",2006]
[212,"RTU-22",null,"York","DR036D06P2SAA2A","NOF6566908",3," ",2006]
[213,"RTU-23",null,"York","DR048D06P2SAA2A","NOF6664780",4," ",2006]
[214,"RTU-24",null,"York","DR048D06P4SAA2A","NOF6664852",4,"460-3",2006]
["Med Ctr Studio","RTU-25",null,"York","DR036D06P2SAA2A","NOF6566907",3," ",2006]
["Media Ctr","RTU-26",null,"York","DR180N24P4SAC2C","NOF6486000",15,"460-3",2006]
[215,"RTU-27",null,"York","DR060D10P4SAA2A","NDF6579771",5,"460-3",2006]
[216,"RTU-28",null,"York","DR048D06P4SAA2A","NDF6664853",4,"460-3",2006]
["200 Hall Left","RTU-29",null,"York","DR060D10P4SAA2A","NDF65779781",5,"460-3",2006]
[217,"RTU-30",null,"York","DR048D06P4SAA2A","NOF6566944",4,"460-3",2006]
[112,"RTU-31",null,"York","DR060D10P4SAA2A","NOF6579772",5,"460-3",2006]
["100 Hall Left","RTU-32",null,"York","DR060D10P4SAA2A","NOF6579770",5,"460-3",2006]
[113,"RTU-33",null,"York","DR060D10P4SAA2A","NOF6579775",5,"460-3",2006]
["Med Ctr Wrk Rm","RTU-47",null,"York","DR048D06P4SAA2A","NOF656945",4,"460-3",2006]
["Gym","RTU-90"," ","Carrier","48TMD009-601","4906G30685",8.5,460,2006]
["Gym","RTU-93"," ","Carrier","48TMD009-601","4705G11571",8.5,460,2006]
[{"$nulls":4},"UPDATES"]
[]
["Supply",3,"MAU","Annex Air","ERP-E-09-EW-C-","1935-03-0812",null,"460V-12A-3P",2014]
["Science/Class",{"$nulls":3},"SW-HG-SS-AT25"]
["Corr 1200"]
["Science 1208"]
["Storage"]
["Lab"]
["Class 1213"]
["Finance Mngr"]
[]
["Exhaust",3,"MAU","Annex Air",{"$nulls":3},"460V-9.4A-3P",2014]
["Boy RR x 2"]
["Women RR x 2"]
["Janitor"]
["Storage"]
["Classroom"]
["Science Prep"]
["Prep"]
["Electrical"]
["Fac RR x 2"]
[]
["Supply",4,"MAU","Annex Air","ERP-E-09-EW-C-","1935-04-0812",null,"460V-12A-3P",2014]
["Class 2207",{"$nulls":3},"SW-HG-SS-AT25"]
[2205]
[2201]
[2202]
[2204]
["Com Lab 2206"]
["Lobby"]
["Science 2208"]
[2209]
[2212]
[2213]
[2214]
[2215]
[2218]
[2219]
[2220]
["Science Prep 2210A"]
["2211A"]
["2216A"]
["2217A"]
["Chem Lab 2210"]
[2216]
["Bio Lab 2211"]
[2217]
["Corr 2201"]
["Teacher Work 2222"]
[]
["Exhaust",4,"MAU","Annex Air",{"$nulls":3},"460V-9.4A-3P",2014]
["Boys RR x 2"]
["Girls RR x 2"]
["Janitor"]
["Strg 2203"]
["2213A"]
["Science Prep 2210A"]
["2211A"]
["2216A"]
["2217A"]
["Class 2210"]
["Bio Lab 2211"]
[2217]
["Electrical 2201A"]
["Chem Lab 2216"]
[]
["Corridor",17,"AHU","Trane","TAM4A060S51SBA","12454R542V",null,"460V-7.6A-3P",2014]
["Classroom",18,"AHU","Trane","TAMHAOB42531SBA","123693LHGAV",null,"460V-2.7A-3P",2014]
["Corridor",19,"AHU","Trane","TAM4A060S51SBA","12455JU42V",null,"460V-7.6A-3P",2014]
["Science Class",20,"AHU","Trane","TAM4A0B42531SBA","12402T5JAV",null,"460V-2.7A-3P",2014]
["Lab",21,"AHU","Trane","TAM4A0B42531SBA","12493RUJ2V",null,"460V-2.7A-3P",2014]
["Science Class",22,"AHU","Trane","TAM4A0B42531SBA","1239359KAV",null,"460V-2.7A-3P",2014]
["Classroom",24,"AHU","Trane","TAM4A042531SBA","12465KCE2V",null,"460V-2.7A-3P",2014]
["Lab",25,"AHU","Trane","TAMA0B42531SBA","12402TYSAV",null,"460V-2.7A-3P",2014]
["Classroom",26,"AHU","Trane","TAM4A0B42531SBA","12465JU72V",null,"460V-2.7A-3P",2014]
["Lobby",27,"AHU","Trane","TAM4A0B42531SBA","12465JYR2V",null,"460V-2.7A-3P",2014]
["Classroom",28,"AHU","Trane","TAM4A0B42531SBA","12464JAP2V",null,"460V-2.7A-3P",2014]
["Classroom",29,"AHU","Trane","TAM4A0B42531SBA","12465J2X2V",null,"460V-2.7A-3P",2014]
["Corr/ Toilet",30,"AHU","Trane","TAM4A0B425315BA","12463KSW2V",null,"460V-2.7A-3P",2014]
["Classroom",31,"AHU","Trane","TAM4A0C60551SBA","12432TC02V",null,"460V-7.6A-3P",2014]
["Classroom",32,"AHU","Trane","TAM4A0B42531SBA","12465KGNSV",null,"460V-2.7A-3P",2014]
["Classroom",33,"AHU","Trane","TAM4A0B42531SBA","12463KSW2V",null,"460V-2.7A-3P",2014]
["Classroom",34,"AHU","Trane","TAM4A0B42531SBA","12403JU6AV",null,"460V-2.7A-3P",2014]
["Classroom",35,"AHU","Trane","TAM4A0B42531SBA","12465KGU2V",null,"460V-2.7A-3P",2014]
["Classroom",36,"AHU","Trane","TAM4A0B42531SBA","12403JBHAV",null,"460V-2.7A-3P",2014]
["Finance Manager",37,"AHU","Trane","TAM4A0B42531SBA","12403J8JAV",null,"460V-2.7A-3P",2014]
["Finance Manager",38,"AHU","Trane","TAM4A0C60S518BA","12454SJJ2V",null,"460V-2.7A-3P",2014]
["Classroom",39,"AHU","Trane","TAM4A0B42531SBA","1243JCBAV",null,"460V-2.7A-3P",2014]
["Teacher Work Rm",42,"AHU","Trane","TAM4A0A18511SBA","12495JD8AV",null,"460V-1.3A-3P",2014]
["Vice Prin 2204",43,"AHU","Trane","TAM4A0A18511SBA","12495JD8AV",null,"460V-2A-3P",2014]
[]
["Lobby 2221","RTAC-35","RTU","Trane","YHC048F4RXA10FD","124912326L",null,"460V-4A-1P",2014]
["Classroom 2220","RTAC-36","RTU","Trane","YHC036E4RXA19","124710047L",null,"460V-3.2A-1P",2014]
["Science Class 2219","RTAC-37","RTU","Trane","YHC036E4RXA19DOC","124710359L",null,"460V-3.2A-1P",2014]
["Science Rm 2218","RTAC-38","RTU","Trane","YHC036E4RXA19","124710447L",null,"460V-3.2A-1P",2014]
["Corr 2201","RTAC-39","RTU","Trane","YHC048FARXA10FD","124912324L",null,"460V-4A-1P",2014]
["Chemistry 2216","RTAC-40","RTU","Trane","YHC048FARXA10FD","124912092L",null,"460V-4A-1P",2014]
["Biology 2217","RTAC-41","RTU","Trane","YHC048F4RXA03","124912274L",null,"460V-4A-1P",2014]
["Science Rm 2215","RTAC-42","RTU","Trane","YHC036E4RXA19","124812276L",null,"460V-3.2A-1P",2014]
["Science Rm 2214","RTAC-43","RTU","Trane","YHC036E4RXA19","124710138L",null,"460V-3.2A-1P",2014]
["Science 2213","RTAC-44","RTU","Trane","YHC036E4RXA19","124710423L",null,"460V-3.2A-1P",2014]
["Science 2212","RTAC-45","RTU","Trane","YHC036E4RXA19","124710435L",null,"460V-3.2A-1P",2014]
["Biology 2211","RTAC-46","RTU","Trane","YHC048F4RXA03","124912248L",null,"460V-4A-1P",2014]
["Chemistry 2210A","RTAC-47","RTU","Trane","YHC048F4RXA03","124912222L",null,"460V-4A-1P",2014]
["Science 2209","RTAC-48","RTU","Trane","YHC036E4RXA19","124710086L",null,"460V-4A-1P",2014]
["Science 2208","RTAC-49","RTU","Trane","YHC036E4RXA19","124710449L",null,"460V-4A-1P",2014]
["Comp Lab","RTAC-50","RTU","Trane","YHC048F4RXA03","124912300L",null,"460V-4A-1P",2014]
["Comp Lab","RTAC-51","RTU","Trane","YHC048F4RXA03","124912252L",null,"460V-4A-1P",2014]
["Stairwell","RTAC-52","RTU","Trane","YHC048F4RXA03","124912350L",null,"460V-4A-1P",2014]
["Class Rm 2207","RTAC-53","RTU","Trane","YHC036E4RXA10","124710019L",null,"460V-4A-1P",2014]
["Class Rm 2205","RTAC-54","RTU","Trane","YHC048F4RXA03","124912428L",null,"460V-4A-1P",2014]
["Class Rm 2204","RTAC-55","RTU","Trane","YHC036E4RXA10","124710146L",null,"460V-4A-1P",2014]
["Class Rm 2202","RTAC-56","RTU","Trane","YHC036E4RXA19","124710391L",null,"460V-4A-1P",2014]
["Corr 2201","RTAC-57","RTU","Trane","YHC036E4RXA19","134710377L",null,"460V-4A-1P",2014]
[]
[{"$nulls":4},"FIELD HOUSE"]
[]
["Boys Locker Rm",1,"RTAC","Trane","YHC060F4RYA01DZC1A1A-000000000C0000000000","124912354L",null,"460V-2A-3P",2014]
["Girls Locker Rm",2,"RTAC","Trane","YHC060F4RYA01DZC1A1A-000000000C0000000000","124912328L",null,"460V-2A-3P",2014]
["Boys&Girls Locker Rm","8-SA","MAU","AnnexAir","ERP-E-03-EW-C-SW-HG-SS-AT15","1935-08-0812",null,"460V-6A-3P",2014]
["Restroom","8-EX","MAU","AnnexAir","ERP-E-03-EW-C-SW","1935-08-0812",null,"460V-4.2A-3P",2014]
["Womens Restroom",1,"RHU","Reznor","NM (no data plate)","NM",null,"208-230V-5.5A-3P",2014]
["Mens Restroom",2,"RHU","Reznor","NM (no data plate)","NM",null,"208-230V-5.5A-3P",2014]
["Womens Restroom",1,"REF","Twin City","BCRD210D","F13-000000092744",null,"117V-3A-3P",2014]
["Womens Restroom",2,"REF","Twin City","BCRD140D1","C13-000000086148",null,"117V-3A-3P",2014]
["Janitor",3,"REF","Twin City","BCRD140D1","C13-000000086146",null,"117V-3A-3P",2014]
["Mens Restroom",5,"REF","Twin City","BCRD210D","F13-000000092746",null,"117V-3A-3P",2014]
["Mens Restroom",6,"REF","Twin City","BCRD140D1","C13-000000086149",null,"117V-3A-3P",2014]
["Toilet 103"]
[{"$nulls":4},"ADDED to Field House Spreadsheet 2/27/2017"]
[null,"VRV-HP-1",null,"Mitsubishi","PURY-P72YJMU-A","1ZW00188",null,"460/3"]
[]
[]
[{"$nulls":4},"PHASE lll"]
[]
["Classroom",77,"RTAC","Trane","YHC036E4RXA19D","124710461L",null,"460V-3.2A",2013]
["Classroom",78,"RTAC","Trane","YHC036E4RXA19D","124710009L",null,"460V-3.2A",2013]
["Classroom",79,"RTAC","Trane","YHC036E4RXA19D","124710437L",null,"460V-3.2A",2013]
["Classroom",80,"RTAC","Trane","YHC036E4RXA19D","124710031L",null,"460V-3.2A",2013]
["Classroom",81,"RTAC","Trane","YHC036E4RXA19D","124710057L",null,"460V-3.2A",2013]
["Classroom",84,"RTAC","Trane","YHC036E4RXA19D","124710407L",null,"460V-3.2A",2013]
["Classroom",85,"RTAC","Trane","YHC036E4RXA19D","124710451L",null,"460V-3.2A",2013]
["Classroom",86,"RTAC","Trane","YHC036E4RXA19D","124710023L",null,"460V-3.2A",2013]
["Classroom",87,"RTAC","Trane","YHC036E4RXA19D","124710007L",null,"460V-3.2A",2013]
[]
[{"$nulls":4},"MEDIA CENTER"]
[]
["Media Center",26,"RTU","York","DR180M24P4SAC2C","NOF6486000",null,"460V-10A-3P",2012]
["Media Center",47,"RTU","York","DR048D06P45AA2A","NOF6J6645",null,"460V-2.6A-3P",2012]
["Media Center",50,"RTU","Trane","WCD090C400BC","R39101817D",null,"460V-2.4A-3P",2012]
[]
[{"$nulls":4},"AREA D"]
[]
["Connector",40,"AHU","Trane","TMA4A0B425315BA","12395K6FAR",null,"488V-1.5A-1P",2014]
["Connector",41,"AHU","Trane","TMA0C605515BA","12454SDB2R",null,"489V-1.4A-1P",2014]
[]
[{"$nulls":4},"VAVS"]
[]
["BOX #","LOCATION","MFR.","INCHES"]
[2,"Conf","Carrier",7]
[4,"Rm 1042","Carrier",4]
[5,"Conf 1030","Carrier",7]
[6,"Rm 1040","Carrier",9]
[7,"Corr","Carrier",5]
[8,"Conf 1030","Carrier",7]
[9,"Conf 1030","Carrier",10]
[10,"Rm 1035","Carrier",9]
[11,"Corr 1000","Carrier",9]
[12,"Rm 1045","Carrier",10]
["V-101-1","Corr","Carrier",8]
[2,"Lounge 1026","Carrier",10]
[3,"Waiting 1020","Carrier",10]
[4,"Corr","Carrier",9]
[5,"Rm 1012","Carrier",7]
[6,"Rm 1017","Carrier",6]
[7,"Rm 1010B","Carrier",7]
[8,"Rm 1012","Carrier",7]
[{"$nulls":4},"VAV AIR DIST.DATA"]
["BOX#","LOCATION"]
["V-100-2"]
[1,"Classroom"]
[2,"Classroom"]
[3,"Classroom"]
[4,"Classroom"]
["V-100-5"]
[1,"Conference"]
[2,"Conference"]
[3,"Conference"]
[4,"Conference"]
["V-100-6"]
[1,"Guidance 1040"]
[2,"Guidance 1040"]
[3,"Guidance 1040"]
[4,"Guidance 1040"]
[5,"Guidance 1040"]
[6,"Guidance 1040"]
["V-100-7"]
[1,"Rm 1042"]
[2,"Rm 1041"]
["V-100-8"]
[1,"Conf 1030"]
[2,"Conf 1030"]
[3,"Conf 1030"]
[4,"Conf 1030"]
["V-100-9"]
[1,"Rm 1031"]
[2,"Testing 1034"]
[3,"Rm 1032"]
[4,"Testing 1033"]
[5,"Corr 1150"]
[6,"Corr 1150"]
["V-100-10"]
[1,"Book Rm"]
[2,"Book Rm"]
[3,"Book Rm"]
[4,"Book Rm"]
["V-100-11"]
[1,"Corr 1000"]
[2,"Corr 1000"]
[3,"Corr 1000"]
[4,"Corr 1000"]
[5,"Corr 1000"]
[6,"Corr 1000"]
["V-100-12"]
[1,"Rm 1045"]
[2,"Rm 1044"]
[3,"Corr 1000"]
[4,"Rm 1043"]
[5,"Rm 1046"]
[6,"Corr 1000"]
[7,"Rm 1047"]
[8,"Rm 1188"]
["V-101-01"]
[1,"Restroom"]
[2,"NS"]
[3,"NS"]
["V-101-02"]
[1,"Rm 1026"]
[2,"Rm 1026"]
[3,"Rm 1026"]
[4,"Rm 1026"]
[5,"Rm 1026"]
[6,"Rm 1025"]
[7,"Rm 1025"]
["VAV-101-03"]
[1,"Rm 1020"]
[2,"Rm 1022A"]
[3,"Rm 1020"]
[4,"Rm 1022A"]
[5,"Rm 1021"]
[6,"NS"]
[7,"NS"]
["V-101-04"]
[1,"NS"]
[2,"NS"]
[3,"NS"]
[4,"NS"]
["V-101-05"]
[1,"Rm 1011"]
[2,"Rm 1011"]
[3," "]
[4,"Rm 1011"]
["V-101-06"]
[1,"Rm 1017"]
[2,"Rm 1017"]
["V-101-07"]
[1,"Rm 1014"]
[2,"Rm 1012"]
[3,"Rm 1016"]
[4,"Corr"]
["V-101-08"]
[1,"Admin 1010"]
[2,"Admin 1010"]
[3,"Admin 1010"]
[4,"Admin 1010"]
[]
["AREA","TAG","TYPE/ID","MANUF.","MODEL","SERIAL NO.","TONS","VOLTAGE","YEAR"]
[null,"OU-02",null,"Mitsubishi","PUY-A24NHA4","2ZU09868A",null,"208/230/1"]
[null,"OU-03",null,"Mitsubishi","PUY-A24NHA4","23U11579B",null,"208/230/1"]
[null,"OU-04",null,"Mitsubishi","PUZ-A24NHA4","34U04882C",null,"208/230/1"]
[null,"OU-05",null,"Mitsubishi","PUZ-A18NHA4","37U02517D",null,"208/230/1"]
[null,"OU-07",null,"Mitsubishi","PUZ-A18NHA4","1YU02697A",null,"208/230/1"]
[null,"OU-08",null,"Mitsubishi","PUZ-A18NHA4","1YU02687A"]
[null,"CU-1-I",null,"Mitsubishi","SUZ-KA09NA","31P00294",null,"208/230/1"]
[null,"CU-2-I",null,"Mitsubishi","SUZ-KA09NA","31P00292"]
[null,"VRV-HP-2",null,"Mitsubishi","PURY-P72YJMU-A","1ZW00186",null,"460/3"]
[null,"VRV-HP-3",null,"Mitsubishi","PURY-P72YJMU-A","1YW00178",null,"460/3"]
[null,"MUA-1",null,"Trane","YCH480A4HK1B2JD1AB-00000HJ00M0","C02J08142",null,"460/3",2002]
[null,"MAU-1",null,"Annexair","ERP-E-09-EW-C-SW-HG-SS-AT30","1935-01-0812",null,"460/3",2012]
[null,"MAU-2",null,"Annexair","ERP-E-09-EW-C-SW-HG-SS-AT30","1935-02-0812",null,"460/3",2012]
[null,"MAU-3",null,"Annexair","RAUJC254BC0300DF00000","C12F03992",null,"460/3"]
[null,"MAU-4",null,"Annexair","RAUJC254BC0300DF00000","C12F03993",null,"460/3"]
[null,"MAU-5",null,"Annexair","MAU-E-07-C-HG-AT50","1935-05-0812",null,"460/3",2012]
[null,"MAU-6",null,"Annexair","ERP-E-03-EW-C-SW-HG-SS-AT15","1935-06-0812",null,"460/3",2012]
[null,"MAU-7",null,"Annexair","ERP-E-02-EW-C-SW-HG-SS-AT75","1935-07-0812",null,"460/3"]
[null,"MAU-9",null,"Annexair","ERPE-E-02-EW-C-SW-HG-SS-AT6","1935-09-0812",null,"460/3"]
[null,"MAU-10",null,"Annexair","ERP-E-03-EW-C-SW-HG-SS-AT12.5","1935-10-0812",null,"460/3",2012]
[null,"MAU-11",null,"Annexair","ERP-E-03-EW-C-SW-HG-SS-AT12.5","1935-11-0912",null,"460/3",2012]
[null,"MAU-12",null,"Annexair","ERP-E-03-EW-C-SW-HG-SS-AT12.5","1935-12-0812",null,"460/3",2012]
[null,"RTU-007",null,"Carrier","48TEF004-A-G11","1805G30261",null,"460/3"]
[null,"RTAC-26",null,"Trane","YHC048F4RXA03","124912196L",null,"460/3",2012]
[null,"RTU-088",null,"Trane","YCC042F3MOBD","M2813091H",null,"208/230/1",1997]
[null,"RTU-091",null,"Carrier","No data plate","No data plate"]
[null,"RTU-101A",null,"Trane","YHC036A4EMA0WA","240101421L",null,"460/3",2002]
[null,"HP/AHU-01",null,"Trane","4TWB3024C1000AA","12491NA64F",null,"208/230/1",2012]
[null,"HP/AHU-02",null,"Trane","4TWB3024C1000AA","12464WPS4F",null,"208/230/1",2012]
[null,"HP/AHU-03",null,"Trane","4TWA3036A4000CA","12455M694F",null,"460/3",2012]
[null,"HP/AHU 04",null,"Trane","4TWA3036A4000CA","12483UK84F",null,"460/3",2012]
[null,"HP-05",null,"Trane","4TWA3036A4000CA","12483UHN4F",null,"460/3",2012]
[null,"HP/AHU 06",null,"Trane","4TWA3036A4000CA","12483UFS4F",null,"460/3",2012]
[null,"HP/AHU 07",null,"Trane","4TWB3024C1000AA","123140MP4F",null,"460/3",2012]
[null,"HP-08",null,"Trane","4TWA3036A4000CA","12455M4Y4F",null,"460/3",2012]
[null,"HP-09",null,"Trane","4TWA3036A4000CA","12455MJ54F",null,"460/3",2012]
[null,"HP/AHU-10",null,"Trane","4TWB3018C1000AA","12204ADX4F",null,"208/230/1",2012]
[null,"HP/AHU-11",null,"Trane","4TWA3036A4000CA","12152RTB4F",null,"460/3",2012]
[null,"HP/AHU-12",null,"Trane","4TWB3018C1000AA","12204ANL4F",null,"208/230",2012]
[null,"HP/AHU-13",null,"Trane","4TWB3018C1000AA","12491M9U4F",null,"208/230/1"]
[null,"HP-14",null,"Trane","4TWA3060B4000AA","12464T8X4F",null,"460/3",2012]
[null,"HP-15",null,"Trane","4TWA3060B4000AA","12394KXW4F",null,"460/3",2012]
[null,"HP-16",null,"Trane","4TWB3018C1000AA","12204AK84F",null,"208/230/1",2012]
[null,"HP-17",null,"Trane","4TWA3060B4000AA","12485ME94F",null,"460/3",2012]
[null,"HP-18",null,"Trane","4TWA3036A4000CA","12455MRN4F",null,"460/3",2012]
[null,"HP-19",null,"Trane","4TWA3060B4000AA","12464UH44F",null,"460/3",2012]
[null,"HP/AHU-20",null,"Trane","4TWA3036A4000CA","12152RWW4F",null,"460/3",2012]
[null,"HP/AHU-21",null,"Trane","4TWA3042B4000AA","12463T6S4F",null,"460/3",2012]
[null,"HP-21",null,"Trane","4TWA3036A4000CA","12483UJF4F",null,"460/3",2012]
[null,"HP/AHU-22",null,"Trane","4TWA3042B4000AA","12463T584F",null,"460/3",2012]
[null,"HP/AHU-25",null,"Trane","4TWA3042B4000AA","12463T4J4F",null,"460/3",2012]
[null,"HP/AHU-26",null,"Trane","4TWA3036A4000CA","12152R0A4F",null,"460/3",2012]
[null,"HP-27",null,"Trane","4TWA3036A4000CA","12152RU84F",null,"460/3",2012]
[null,"HP/AHU-28",null,"Trane","4TWA3036A4000CA","12152RRX4F",null,"460/3",2012]
[null,"HP/AHU-29",null,"Trane","4TWA3036A4000CA","12152RPH4F",null,"460/3",2012]
[null,"HP/AHU-30",null,"Trane","4TWA3036A4000CA","12384P0P4F",null,"460/3",2012]
[null,"HP/AHU-31",null,"Trane","4TWA3036B4000AA","12453KYB4F",null,"460/3",2012]
[null,"HP/AHU-32",null,"Trane","4TWA3036A4000CA","12384PID4F",null,"460/3",2012]
[null,"HP/AHU-33",null,"Trane","4TWA3036A4000CA","12152RX54F",null,"460/3",2012]
[null,"HP/AHU-34",null,"Trane","4TWA3042B4000AA","12463T7F4F",null,"460/3",2012]
[null,"HP-35",null,"Trane","4TWA3036A4000CA","12483UF34F",null,"460/3"]
[null,"HP/AHU-36",null,"Trane","4TWA3036A4000CA","12455MP74F",null,"460/3",2012]
[null,"HP/AHU-37",null,"Trane","4TWA3060B4000AA","12394K2A4F",null,"460/3",2012]
[null,"HP/AHU-38",null,"Trane","4TWA3036A4000CA","12421R864F",null,"460/3",2012]
[null,"HP/AHU-39",null,"Trane","4TWA3036A4000CA","12421S2U4F",null,"460/3",2012]
[null,"HP-40",null,"Trane","4TWA3036A4000CA","12483UE24F",null,"460/3",2012]
[null,"HP-41",null,"Trane","4TWA3060B4000AA","12485MCM4F",null,"460/3",2012]
[null,"HP-42",null,"Trane","4TWB3024C1000AA","12464WRM4F",null,"460/3",2012]
[null,"HP/AHU-43",null,"Trane","4TWB3018D1000AA","143050MHBF",null,"208/230/1",2014]
[null,"RTAC-1-2016-58",null,"Trane","4YCC4030A1070AA","164510122L",null,"208/230/1"]
[null,"RTAC-2-2016-61",null,"Trane","4YCC4030A1070AA","153712982L",null,"208/230/1"]
[null,"RTAC-103",null,"Trane","YHC036E4RXA19DOC1A1A001-000000B0000000000","124710096L",null,"460/3",2012]
[null,"RTAC-18",null,"Trane","YHC036E4RXA19DOC1A1A001-000000B0000000000","124710035L",null,"460/3",2012]
[null,"RTAC-102",null,"Trane","YHC036E4RXA19DOC1A1A001-000000B0000000000","124710148L",null,"460/3",2012]
[null,"RTAC-03",null,"Trane","SAHLF2540G10C4DD6001A0CD0000000RT0M8600","C12E03107",null,"460/3"]
[null,"RTAC-04",null,"Trane","YHC102E4RXA0KDOC1A1A001000000E0000000000","124912456L",null,"460/3"]
[null,"RTAC-66",null,"Trane","YHC036E4RXA19DOC1A1A001-","124710393L",null,"460/3"]
[{"$nulls":4},"000000B0000000000"]
[null,"RTAC 69",null,"Trane","YHC036E4RXA19DOC1A1A001-","124710409L",null,"460/3"]
[{"$nulls":4},"000000B0000000000"]
[null,"RTAC-65",null,"Trane","YHC048F4RXA03DOC1A1A001-","124912144L",null,"460/3",2012]
[{"$nulls":4},"000000C0000000000"]
[null,"RTAC-63",null,"Trane","THC048F4ROA03DOC1A1A000-","124912226L",null,"460/3",2012]
[{"$nulls":4},"000000C0000000000"]
[null,"RTAC-62",null,"Trane","YHC048F4RXA03DOC1A1A001-","124912194L",null,"460/3",2012]
[{"$nulls":4},"000000C0000000000"]
[null,"RTAC-61",null,"Trane","YHC048F4RXA03DOC1A1A001-","124912118L",null,"460/3",2012]
[{"$nulls":4},"000000C0000000000"]
[null,"RTAC-60",null,"Trane","YHC048F4RXA03DOC1A1A001-","124912168L",null,"460/3",2012]
[{"$nulls":4},"000000C0000000000"]
[null,"RTAC-10",null,"Trane","YHC048F4RXA03DOC1A1A001-","124710088L",null,"460/3",2012]
[{"$nulls":4},"000000C0000000000"]
[null,"RTAC-70",null,"Trane","YHC060F4RXA01DOC1A1A001-000000C0000000000","124912120L",null,"460/3",2012]
[null,"RTAC-06",null,"Trane","YCD420B4MJIB3GE600C0E00-HJB00000T","C12E03087",null,"460/3",2012]
[null,"RTAC-07",null,"Trane","YCD420B4MJIB3GE600C0E00-HJB00000T","C12E03088",null,"460/3",2012]
[null,"RTAC-73",null,"Trane","YHC060F4RXA01DOC1A1A001-000000C0000000000","124912146L",null,"460/3",2012]
[null,"RTAC-32",null,null,"No Data   ","No Data"]
[null,"RTAC-33",null,null,"No Data   ","No Data"]
[null,"RTAC-64",null,"Trane","YHC048F4RXA03DOC1A1A001-000000C0000000000","124912298L",null,"460/3",2012]
[null,"RTAC-71",null,"Trane","YHC036E4RXA19DOC1A1A001-000000B0000000000","124710066L",null,"460/3",2012]
[null,"RTAC-05",null,"Trane","YHC048F4RXA03DOC1A1A001-000000C0000000000","124912142L",null,"460/3",2012]
[null,"RTAC-72",null,"Trane","YHC036E4RXA19DOC1A1A001-000000B0000000000","124710128L",null,"460/3",2012]
[null,"RTAC-59",null,"Trane","YHC060F4RXA01DOC1A1A001-000000C0000000000","124912198L",null,"460/3",2012]
[null,"RTAC-08",null,"Trane","YCD420B4MJIB3GE600C0E00-HJB00000T","C12E03086",null,"460/3",2012]
[null,"RTAC-58",null,"Trane","YHC060F4RXA01DOC1A1A001-000000C0000000000","124912172L",null,"460/3",2012]
[null,"HP/AHU-28",null,"Trane","4TWA3036A4000CA","12152RRX4F",null,"460/3",2012]
[null,"RTAC-75"]
[null,"RTAC-31",null,"Trane","YHC036E4RXA19DOC1A1A001-000000B0000000000","124710108L",null,"460/3"]
[null,"RTAC-28",null,"Trane","YHC036E4RXA19DOC1A1A001-000000B0000000000","124710011L",null,"460/3",2012]
[null,"RTAC-25",null,"Trane","YHC036E4RXA19DOC1A1A001-000000B0000000000","124710375L",null,"460/3",2012]
[null,"RTAC-24",null,"Trane","YHC036E4RXA19DOC1A1A001-000000B0000000000","124710033L",null,"460/3",2012]
[null,"RTAC-22",null,"Trane","YHC036E4RXA19DOC1A1A001-000000B0000000000","124710421L",null,"460/3",2012]
[null,"RTAC-23",null,"Trane","YHC036E4RXA19DOC1A1A001-000000B0000000000","124710021L",null,"460/3",2012]
[null,"RTAC-27",null,"Trane","YHC036E4RXA19DOC1A1A001-000000B0000000000","124912170L",null,"460/3",2012]
[null,"RTAC-74",null,null,"No Data","No Data"]
[null,"RTAC-82",null,"Trane","YHC036E4RXA19","124710361L",null,"460/3",2012]
[null,"RTAC-83",null,"Trane","YHC036E4RXA19","124710106L",null,"460/3",2012]
[null,"RTAC-101",null,"Trane","SAHLF3040G10CAAD6001A0C00000000RTOM8600","C12E03109",null,"460/3"]
[null,"RTAC-100",null,"Trane","SAHLF3040G10CAAD6001A0C00000000RTOM8600","C12E03108",null,"460/3"]
[null,"RTAC-04",null,"Trane","YHC120E4RXAOKDOC1A1A001000000E0000000000","130710844L",null,"460/3",2013]
[null,"RTAC-04-A",null,"Trane","YHC120E4RXAOKDOC1A1A001000000E0000000000","130710848L",null,"460/3",2013]
[null,"RTAC-68",null,"Trane","YHC036E4RXA19DOC1A1A001-000000B0000000000","124710136L",null,"460/3",2012]
[null,"RTAC-67",null,"Trane","YHC036E4RXA19DOC1A1A001-000000B0000000000","124710045L",null,"460/3"]
[null,"RTAC-9",null,"Trane","YHC092F4RXA04D0C1A1A","124912487L",null,"460/3",2012]
[null,"NYCAM-1",null,"American Fan","SMB-8","No Serial #"]
[null,"NYCAM-2",null,"American Fan","SMB-8"]
[null,"KH-1",null,null,"No Data","No Data"]
[null,"KH-2",null,null,"No Data","No Data"]
[null,"KH-3",null,"Captivair","NCA14FA","No Serial #",null,"115V"]
[null,"P-1",null,"Cook","P135C10D","124S6976490000018020602",null,"115V"]
[null,"P-2",null,"Cook","P135C10D","124S6976490000031010602"]
[null,"P-2-H",null,"Cook","135C10D","124S6976490000031020602",null,"115V"]
[null,"RF-1",null,"Carnes","VEBK21L1A1NA20SPC1",517664.001,null,"115/230/1",2002]
[null,"RF-2",null,"Carnes","VEBK21M1A1NA20SPC1",517664.002,null,"115/230/1",2002]
[null,"RF-3",null,"Carnes","VEDK06B3A1NA20SCO5"]
[null,"REF-7",null,"Cook","70C15DH","124S662480000007011001",null,"115V"]
[null,"REF-8",null,"Twin City","BCRD075D2","C12-000000063437",null,"115/208/230/1"]
[null,"REF-9",null,"Twin City","BCRD140D1","L13-0000000107222",null,"115/208/230"]
[null,"REF-10",null,"Twin City","BCRD140D1","L13-000000107223",null,"115V/208"]
[null,"REF-11",null,"Twin City","BCRD100D1","A14-000000109318",null,"115/208/230/1"]
[null,"REF-12",null,"Twin City","DCRD090BZ","B14-000000112291",null,"115/1"]
[null,"REF-13",null,"Twin City","DCRD070B1","B14-00000011251",null,"115/1"]
[null,"REF-14",null,"Twin City","DCRD060B","F13-000000092777",null,"115/1"]
[null,"REF-16",null,"Twin City","BCRD100D1","H12-000000072571",null,"115/208/230/1"]
[null,"REF-17",null,"Twin City","DCRDO95B2","H12-000000072720",null,"115V"]
[null,"REF-18",null,"Twin City","DCRD120B2","K13-000000103662",null,"115V"]
[null,"REF-19",null,"Twin City","BCRD090B2","F12-000000068335",null,"115/208/230/1"]
[null,"REF-20",null,"Twin City","DCRD090B2","I12-000000075275",null,"115/1"]
[null,"REF-21",null,"Twin City","DCRD090B2","B14-000000112288",null,"115/1"]
[null,"REF-22",null,"Twin City","BCRD240D","F13-000000092779",null,"115/208/230/1"]
[null,"REF-23",null,"Twin City","DCRD095B2","E14-000000118601",null,"115V"]
[null,"REF-100",null,"Twin City","BCRD100D1","H12-000000072572",null,"115/208/230/1"]
[null,"REF-101",null,"Twin City","DCRD070B1","A12-000000060568",null,"115/208/230/1"]
[null,"EF-?",null,null,"No Data","No Data"]
[null,"EF-6",null,"Cook","165C3B","124S6546620000061030701",null,"115V"]
[null,"EF-8",null,"Cook","120C10D","124S66246800000-",null,"115/1"]
[{"$nulls":5},34011001]
[null,"EF-9",null,"Cook","135C10D","124S6024680000043011001",null,"115V"]
[null,"EF-12",null,"Cook","165C10D","124S6624680000070021001",null,"115V"]
[null,"EF-022",null,"No data","4HZ26","No data",null,"115V"]
[null,"EF-23  ",null,"Cook","135V4B","124S6818020000035010302",null,"115V"]
[null,"EF-26",null,"Cook","? 0C10D","124S6624680000079071001",null,"115V"]
[null,"EF-28",null,"Cook","135V3B","124S6818020000049010302",null,"115V"]
[null,"EF-32"]
[null,"EF-33"]
[null,"EF-34",null,"Cook","150VH3B","124S6818020000020040302",null,"115V"]
[null,"EF-35",null,"Cook","150VH3B","124S6818020000020030302",null,"115V"]
[null,"EF-36",null,"Centri Master","PNU165REFE1","SYE258703",null,"115V"]
[null,"EF-42",null,"Centri Master","PDU110RFD4","SYE258701",null,"115V"]
[null,"EF-43",null,"Centri Master","PDU110RFD4","SYE258701",null,"115V"]
[null,"KEF-01",null,"Twin City","BCRUR3608","D14-000000116363",null,"230/460/3"]
[null,"KEF-02",null,"Twin City","DCRUR-120B","D14-000000116918",null,"115/208/230/1"]
[null,"HEF-01",null,"Twin City","FCJ","G13-486856-1-1"]
[null,"HEF-02",null,"Twin City","FCJ","G13-486856-1-2"]
[null,"HEF-03",null,"Twin City","FCJ","G13-486856-1-3"]
[null,"HEF-04",null,"Twin City","FCJ","G13-486856-1-4"]
[null,"HEF-05",null,"Twin City","FCJ","G13-486856-1-5"]
[null,"HEF-06",null,"Twin City","FCJ","G13-486856-1-6"]
[null,"HEF-07",null,"Twin City","FCJ","G13-486856-1-7"]
[null,"HEF-08",null,"Twin City","FCJ","G13-486856-1-8"]
[null,"HEF-09",null,"Twin City","FCJ","G13-486856-1-9"]
[null,"HEF-10",null,"Twin City","FCJ","G13-486856-1-10"]
[null,"HEF-11",null,"Twin City","FCJ","G13-486856-1-11"]
[null,"HEF-12",null,"Twin City","FCJ","G13-486856-2-1"]
[null,"HEF-13",null,"Twin City","FCJ","G13-486856-3-1"]
[null,"HEF-14",null,"Twin City","FCJ","G13-486856-3-2"]
[null,"HEF-ADD ",null,"Twin City","FCJ-SW","14-506756-1-2"]
[null,"HEF-ADD-2",null,"Twin City","FCJ-SW","14-506756-1-1"]
[null,"HEX-1",null,"Micrometi","No data plate","No data plate"]
[null,"HEX-2",null,"Micrometi","ATQ1-6/10","No Serial #",null,"460/3"]
[null,"GEF-01",null,"Twin City","DCRD120B1","H13-000000095749",null,"115/208/230/1"]
[null,"GEF-02",null,"Twin City","DCRD120B1","H13-000000099748",null,"115/208/230/1"]
[null,"GEF-03",null,"Twin City","DCRD120B1","H13-000000095746",null,"115/208/230/1"]
[null,"GEF-04",null,"Twin City","DCRD120B1","H13-000000095745",null,"115/208/230/1"]
[null,"GEF-05",null,"Twin City","DCRD120B1","H13-000000095743",null,"115/208/230/1"]
[null,"GEF-06",null,"Twin City","DCRD120B1","H13-000000095744",null," "]
[null,"GEF-07",null,"Twin City","DCRD120B1","H13-000000095747",null,"115/208/230/1"]

{"sheet":"CMS","index":6,"n_rows":157,"n_cols":7,"rows_kept":157,"merged":[[0,0,0,6],[2,0,2,6]],"flags":["formulas_cached_only"]}
["SCHOOL DISTRICT FIVE OF LEXINGTON AND RICHLAND COUNTIES"]
[]
["CHAPIN INTERMEDIATE SCHOOL (OLD MIDDLE SCHOOL)"]
[]
[]
["AREA","TYPE / UNIT#","MANUF.","MODEL","SERIAL NO.","VOLTAGE","YEAR"]
[]
["Comp Lab","RTHP-1A","TRANE","WCD090C400BC","R25103105D","460v/3ph",2000]
["Media Ctr","RTHP-1","TRANE","WCD180B400EA","R27101687D","460v/3ph",2000]
["Office","RTHP-2","TRANE","WCD090C400BC","R25103046D","460v/3ph",2000]
["Kitchen","RTHP-3","Luxaire","BA15E18RWHBG1D","NOG7013206","460v/3ph",2007]
["Art","RTHP-6A","TRANE","WCD090C400BC","R29101994D","460v/3ph",1999]
["Guid/Nurse","RTHP-6 ","TRANE","WCD090C400BC","R25103115D","460v/3ph",1999]
["ISS","RTHP-7","TRANE","WCD036C400BC","R28103180D","460v/3ph",1999]
["Band","RTHP-7A","TRANE","WCD060C400BD","R29102884D","460v/3ph",1999]
["Ensemble","RTHP-7B","TRANE","WCD048C400BD","R28103191D","460v/3ph",1999]
["Strings","RTHP-7C","TRANE","WCD060C400BD","R29101888D","460v/3ph",1999]
["Gym","RTHP-8","Luxaire","BA20E36RWKBG1B","NOG7013209","460v/3ph",2007]
["Gym","RTHP-9","Luxaire","BA20E36RWKBG1","NOG7013208","460v/3ph",2007]
["Gym","RTHP-10","Luxaire","BA20E36RWKBG1","NOG7013207","460v/3ph",2007]
["8th Gr Left B101,","RTHP-12","TRANE","WCD240B400EB","R28100757D","460v/3ph",1999]
["103,106-110"]
["6th Gr Left/A Wing ","RTHP-13","TRANE","WCD240B400EB","R27101601D","460v/3ph",1999]
["6th Gr Rt/A Wing","RTHP-14","TRANE","WCD240B400EB","R26100725D","460v/3ph",1999]
["Rm 108/120","RTHP-15","TRANE","WCD090C400BC","R25103089D","460v/3ph",1999]
["CR AE 106","RTHP-16","Carrier","50TCQA04A2A0B2AO","2512C85872","460V/3ph",2012]
["CR AE 105","RTHP-17","Carrier","50TCQA04A2A0B2AO","2512C85875","460V/3ph",2012]
["CR AE 104","RTHP-18","Carrier","50TCQA04A2A0B2AO","2512C85874","460V/3ph",2012]
["CR AE 103","RTHP-19","Carrier","50TCQA04A2A0B2AO","2512C85876","460V/3ph",2012]
["Comp. A108","RTHP-20","Carrier","50TCQA04A2A0B2AO","2512C85887","460V/3ph",2012]
["CR AE 102","RTHP-21","Carrier","50TCQA04A2A0B2AO","2512C85873","460V/3ph",2012]
["Comp. A133","RTHP-22","Carrier","50TCQA052A6AOB2AO","2512C85888","460/3ph",2012]
["CR AE 101","RTHP-23","Carrier","50TCQA04A2A0B2AO","2512C85886","460/3ph",2012]
["Corridor A145","RTU-24","Carrier","50EZ-A24-30TP","2912C18763","460/3ph",2012]
["Main Lobby ","RTHP-25","Carrier","50TFQ004-601","0701G20120","460V/3ph",2007]
["Chorus/(Orchestra A160)","RTHP-25","Carrier","50HJQ004--621",2505610414,"460/3ph",2005]
["Drama A169","RTHP-26","Carrier","50HJQ004--621","2505G10416","460/3ph",2005]
["Stage A170","RTHP-27","Carrier","50HJQ004--621","2505G10415","460/3ph",2005]
["Gym Lockerrooms","RTHP-28","Luxaire","BA-03E10RWKBG1","NOG7016209","460V/3ph",2007]
[]
["Drama Electrical Rm","DM/ IU-01","Mitsubishi","MS15TN","3003321T","208/1ph",2005]
["Drama Electrical Rm","DM/OU-01","Mitsubishi","MU15TN","300330T1","208/1ph",2005]
["8th Gr  Tch Wrkrm","DM /OU-02","Mitsubishi","MU09TW","3002038T",115,2005]
["C Electrical 1","IU-02","Mitsubishi","MS09TW",5002176,115]
["8th Gr  Tch Wrkrm","DM/ OU-03","Mitsubishi","MS09TW","3001942T",115,2005]
["7th Gr Tchr Wrkrm","DM/IU-03 ","Mitsubishi","MS09TW",null,115,2005]
["Media Ctr. Comp Lab","DM /MS-1","EMI","SCC24DF0000AAOA","1-04-H-6801-38","208/1ph",2002]
["RM 105","MS-1-105","EMI"]
["File Server Room","DM/ MS-2","Carrier","38BK038120","1302V20749",120,2002]
["6th Gr Back Hall","DM /MS-4","Mitsubishi","PUH-18EK","28E00547D",208,2002]
["A 106","MS-4 A106",null,"PKH-18FK3","31G00135B"]
["8th Gr Front Hall back","DM/ MS-5","Mitsubishi","PUH-18EK","28E00622D",208,2002]
["A 118","MS - 5 - A118"]
[null,"MS ?","Mitsubishi","PUH-18EK","28E0054E ?"]
["B 106","IU-? - B106",null,"PKH-18FK3","31300144B"]
[null,"CU-1","Mitsubishi","PUY-A 18NHA","63U02677B","208/1PH"]
["M 113","CU-1A-M113","Mitsubishi","PKA-A18GA","74A00119C"]
["B108",null,null,"38YCC018-340","0505E19800",null,2005]
[]
["Cafeteria/Stage","RTAC-2","Addison","ARC240K04A","041103004001","460/3ph",2005]
["Cafeteria/Srvg Area/Tch","RTAC-1","Addison","ARC240K04A","04110300402","460/3ph",2005]
["B104 ","HP / AHU-1","Carrier","FC4CNF024","4204A82234","208/1ph",2006]
["B104 ","CU-1",null,"38YCC018-340","0505E42379",null,2005]
["B Storage","HP / AHU-10","Carrier","FC4CNF024","0405A86023","208/1ph",2005]
["B Storage","CU-10",null,"38YCC018-340","0505E19798",null,2005]
["B102 ","HP / AHU-25","Trane"," "," ","208/1 ph",2006]
["B102 ","HP / CU-25","Trane","XB13 2TWB301A000AA","6143PT34F",null,2006]
["B108","HP / AHU-11","Carrier","FC4CNF024","0605A81580","208/1ph",2005]
["B108","HP / CU-11","Carrier","38YCC018-340","0505E19781","208/1ph",2005]
["B111","HP / AHU-12","Carrier","FC4CNF024","0405A86052","208/1ph",2005]
["B111","HP / CU-12","Carrier","38YCC018-340","0505E19790",null,2005]
["B113","HP / AHU-6","Carrier","FC4CNF024","0405A86017","208/1ph",2005]
["B113","HP / CU-6","Carrier","38YCC018-340","0505E19793",null,2005]
["B114","HP / AHU-8","Carrier","FC4CNF024","0605A81585","208/1ph",2005]
["B114","HP / CU-8","Carrier","38YCC018-340","0505E19797",null,2005]
["B115","HP / AHU-9","Carrier","FC4CNF024","0405A86056","208/1ph",2005]
["B115","HP / CU-9","Carrier","38YCC018-340","0505E42380",null,2005]
["B116","HP / AHU-7","Carrier","FC4CNF024","0405A86013","208/1ph",2005]
["B116","HP / CU-7","Carrier","38YCC018-340","0505E42382",null,2005]
["B119","HP / AHU-5","Carrier","FC4CNF024","0605A81573","208/1ph",2005]
["B119","HP / CU-5","Carrier","38YCC018-340","0505E19756",null,2005]
["B120","HP / AHU-24","Carrier","FC4CNF024","0605A81578","208/1ph",2005]
["B120","HP / CU-24","Carrier","38YCC018-340","0505E19794",null,2005]
["B121 Admin  ","HP / AHU-3","Carrier","FC4CNF024","0605A81571","208/1ph",2005]
["B121 Admin  ","HP / CU-3","Carrier","38YCC018-340","4804E23558",null,2005]
[null,"HP / AHU-4","Carrier","FC4CNF024","0405886020","208/230"]
["B122","HP / CU-4","Carrier","38YCC018-340","0505E42381",null,2005]
["B123          ","HP / AHU-2","Carrier","FC4CNF024","0605A81577","208/1ph",2005]
["B123          ","HP / CU-2","Carrier","38YCC018-340","0505E42379",null,2005]
["C Book Storage","HP / AHU-22","Carrier","FC4CNF024","0405A86046","208/1ph",2005]
["C Book Storage","HP / CU-22","Carrier","38YCC018-340","0705E27774",null,2005]
["C108","HP / AHU-23","Carrier","FC4CNF024","0405A86053","208/1ph",2005]
["C108","HP / CU-23","Carrier","38YCC018-340","0705E27775",null,2005]
["C110","HP / AHU-13","Carrier","FC4CNF024","0605A81572","208/1ph",2005]
["C110","HP / CU-13","Carrier","38YCC018-340","0505E19796",null,2005]
["C111","HP / AHU-14","Carrier","FC4CNF024","0605A81587","208/1ph",2005]
["C111","HP / CU-14","Carrier","38YCC018-340","0505E42388",null,2005]
["C113","HP / AHU-16","Carrier","FC4CNF024","0405A86055","208/1ph",2005]
["C113","HP / CU-16","Carrier","38YCC018-340","0505E19804",null,2005]
["C114","HP / AHU-18","Carrier","FC4CNF024","0605A81583","208/1ph",2005]
["C114","HP / CU-18","Carrier","38YCC018-340","0705E27772",null,2005]
["C115","HPAHU-17","Carrier","FC4CNF024","0405A86019","208/1ph",2005]
["C115","HP / CU-17","Carrier","38YCC018-340","0505E42386",null,2005]
["C116","HP / AHU-15","Carrier","FC4CNF024","0605A81590","208/1ph",2005]
["C116","HP / CU-15","Carrier","38YCC018-340","0505E19795",null,2005]
["C119","HP / AHU-19","Carrier","FC4CNF024","0405A86018","208/1ph",2005]
["C119","HP / CU-19","Carrier","38YCC018-340","0505E42385",null,2005]
["C120","HP / AHU-21","Carrier","FC4CNF024","0605A81591","208/1ph",2005]
["C120","HP / CU-21","Carrier","38YCC018-340","0505E19799",null,2005]
["C122","HP / AHU-20","Carrier","FC4CNF024","0605A81588"," ",2005]
["C122","HP / CU-20","Carrier","38YCC018-340","0705E27776",null,2005]
[null,"AHU-25",null,"2TEC3F18B1000AA","6406KDNIV"]
["C102-C116 2005 Add.","MAU-01","Addison","ARC240K04A","041103001001","460/3ph",2005]
["B113-B122 2005 Ren.","MAU-02","Addison","ARC300L04A","041103002001","460/3ph",2005]
["Drama/Orch/Band","MAU-03","Addison","ARC180K04A","041103003001","460/3ph",2005]
["Kitchen Hood","KEF 03","Loren Cook","150VCRH150VH3B","124S828921-701",115,2005]
[null,"REF-1","Greenheck",{"$nulls":3},1991]
[null,"REF-2","Loren Cook",{"$nulls":3},1991]
[null,"REF-3","Greenheck","GB 1801MDXQD",null,null,1991]
[null,"REF-4","Greenheck","NOT LEGIBLE",null,null,1991]
[null,"REF-5","Greenheck",{"$nulls":3},1991]
[null,"REF-6","Greenheck",{"$nulls":3},1991]
[null,"REF-7","Greenheck",{"$nulls":3},1991]
[null,"REF-8","Greenheck",{"$nulls":3},1991]
[null,"REF-9","Greenheck",{"$nulls":3},1991]
[null,"REF-10","Greenheck",{"$nulls":3},1991]
[null,"REF-11","Greenheck",{"$nulls":3},1991]
[null,"REF-12","Greenheck","120C3B",10597,null,1991]
[null,"REF-13","Greenheck","70C3B","124S467321000-",null,1991]
[{"$nulls":4},17010597]
["Restroom","REF 1","Loren Cook","120CEB",null,"115V/1PH",1997]
["Storage","REF 2",null,"100C3B",null,"115V/1PH",1997]
["Tchr RR","REF 3",null,"70C3B",null,"115V/1PH",1997]
["Mech Rm","REF 4",null,"100C3B",null,"115V/1PH",1997]
["Wrkrm","REF 5",null,"120C3B",null,"115V/1PH",1997]
["C104","REF 6",null,"100C3B",null,"115V/1PH",1997]
[null,"Water Htr","Ruud","PE40-2D    40 GAL","RU0500F00333","460V/3PH",1991]
[]
["Chapin Transportation","CU","Carrier","38BYC060330","0503E09964","208/230"]
[null,"AH","Carrier","FC4BNF060","0403A55141"]
[]
[]
[]
["AREA","TYPE / UNIT#","MANUF.","MODEL","SERIAL NO.","VOLTAGE","YEAR"]
[null,"KSF-1","SECO      Engineering","SC2-FK1E","8353U","460/3PH"]
[null,"KEF-1"]
["Dishwasher","Dishwasher Exhaust","Greenheck","GB-180-LMDX-0D",91803221,115]
[null,"EFI-A"]
[null,"REF-14","Cook","100C3B","124S467321000-"]
[{"$nulls":4},27010597]
[null,"REF-15","Cook","100C3B","124S467321000-"]
[{"$nulls":4},37010597]
[null,"REF-16","Cook","120C3B","124S467321000-"]
[{"$nulls":4},47010597]
[null,"REF-17","Cook","100C3B","124S467321000-"]
[{"$nulls":4},57010597]
[null,"VAV 21","Price","LGB","AA27279"]

{"sheet":"CMSNEW","index":7,"n_rows":29,"n_cols":9,"rows_kept":29,"merged":[[0,0,0,8],[2,0,2,8]],"flags":["formulas_cached_only"]}
["SCHOOL DISTRICT FIVE OF LEXINGTON AND RICHLAND COUNTIES"]
[]
["CHAPIN MIDDLE SCHOOL (NEW)"]
[]
["AREA","UNIT #","TYPE","MANUF.","MODEL","SERIAL NO.","VOLTS","TONS","YEAR"]
[]
[null,"SHP-1","HP","CARRIER","RAV-SP240AT2-UL",41140050,"208/230/1"]
[null,"SHP-2","HP","CARRIER","RAV-SP240AT2-UL",41040023,"280/230/1"]
[null,"SHP-3","HP","CARRIER","RAV-SP240AT2-UL",41040024,"208/230/1"]
[null,"SHP-4","HP","CARRIER","RAV-SP240AT2-UL",41040022,"280/230/1"]
[null,"SHP-5","HP","CARRIER","RAV-SP240AT2-UL",41040025,"208/230/1"]
[null,"SHP-6","HP","CARRIER","RAV-SP240AT2-UL",41140010,"208/230/1"]
[null,"RTU-1",null,"CARRIER","50N3KS60094DW9QF01","315U49035","460/3"]
[null,"RTU-2",null,"CARRIER","50N3KS60094DW9QF01","0215U49034","460/3"]
[null,"RTU-3",null,"CARRIER","50A5B035-PG28904","5114U45141","460/3"]
[null,"RTU-4",null,"CARRIER","48A5S030-NG28905","5114U45147","460/3"]
[null,"RTU-5",null,"CARRIER","48A5S030-NG28905","5114U45146","460/3"]
[null,"RTU-6",null,"VENMAR","VHC42NPBXWAEQSRDBA","00797531-016197-20150129","460/3"]
[null,"RTU-7",null,"CARRIER","50A3B040-PG28906","5114U45148","460/3"]
[null,"RTU-8",null,"CARRIER","48P5K0706S7TW28903","5114U48330","460/3"]
[null,"RTU-9",null,"CARRIER","48TCRD28A1T6A2H5A0","0115P17095","460/3"]
[null,"EF-1",null,"GREENHECK","G-123-VG-5",13827267]
[null,"EF-2",null,"GREENHECK","G-133-VG-7",13827266]
[null,"EF-5",null,"GREENHECK","G-085-VG-6","13827268-1409"]
[null,"EF-6",null,"GREENHECK","G-085-D","13827269-1409"]
[null,"EF-7",null,"GREENHECK","G-085-D","13827270-1409"]
[null,"EF-10",null,"GREENHECK","G-098-V6-4"," "]
[null,"KEF-1",null,"GREENHECK","CUBE-300-30-G","14045780-15G"]
[null,"MAU-1",null,"GREENHECK","DGX-115-H22-DB",13827128,"460/3"]

{"sheet":"CRMS","index":8,"n_rows":195,"n_cols":9,"rows_kept":195,"merged":[[0,0,0,8],[2,0,2,8]],"flags":["formulas_cached_only"]}
[" "]
[]
["CROSSROADS MIDDLE"]
[]
[]
["AREA","UNIT #","TYPE","MANUF.","MODEL","SERIAL NO.","TONS","VOLTAGE","YEAR"]
[{"$nulls":8},"Installed"]
[" 100 BUILDING"]
["Bldg. 100  ","RTU-1","RTGP","TRANE","YCD180F4LOAA","112610045D",12.5,"460/3",2011]
["Bldg. 100  ","EF-01",null,"Pennbarry","DX10R","K09AH13223",null,"115/1"]
["Bldg. 100  ","EF-02",null,"Cook","100C15DH","124S66891500000-26121101",null,115]
["Bldg. 100  ","EF-03",null,"Cook","100C15DH","124S66891500000-26061101"]
["Bldg. 100  ","EF-04","EF","Cook","90C15DH","124S6689150000051021101",null,"115/1",2002]
[]
[" 200 BUILDING"]
["Rm 201","RTU-1","RTGP","York","DR036N08N4SZZ20001A","NOF6547699",3,"460/3",2006]
["Rm 201","ERV-1","ERV","York","VR011A06H4AL21","2006 24 00064",null,"460/3",2006]
["Rm 202","RTU-2","RTGP","York","DR036N08N4SZZ20001A","NOF6547696",3,"460/3",2006]
["Rm 202","ERV-2","ERV","York","VR011A06H4AL21","2006 24 00047",null,"460/3",2006]
["Rm 203","RTU-3","RTGP","York","DR036N08N4SZZ20001A","NOF6547700",3,"460/3",2006]
["Rm 203","ERV-3","ERV","York","VR011A06H4AL21","2006 24 00049",null,"460/3",2006]
["Rm 204","RTU-4","RTGP","York","DR036N08N4SZZ20001A","NOF6547703",3,"460/3",2006]
["Rm 204","ERV-4","ERV","York","VR011A06H4AL21","2006 26 00061",null,"460/3",2006]
["Rm 205","RTU-5","RTGP","York","DR036N08N4SZZ20001A","NOF6547702",3,"460/3",2006]
["Rm 205","ERV-5","ERV","York","VR011A06H4AL21","2006 26 00065",null,"460/3",2006]
["Rm 206","RTU-6","RTGP","York","DR036N08N4SZZ20001A","NOF6547705",3,"460/3",2006]
["Rm 206","ERV-6","ERV","York","VR011A06H4AL21","2006 24 00044",null,"460/3",2006]
["Rm 207","RTU-7","RTGP","York","DR036N08N4SZZ20001A","NOF6547706",3,"460/3",2006]
["Rm 207","ERV-7","ERV","York","VR011A06H4AL21","2006 26 00059",null,"460/3",2006]
["Rm 208","RTU-8","RTGP","York","DR036N08N4SZZ20001A","NOF6547695",3,"460/3",2006]
["Rm 208","ERV-8","ERV","York","VR011A06H4AL21","2006 26 00063",null,"460/3",2006]
["Rm 209","RTU-9","RTGP","York","DR036N08N4SZZ20001A","NOF6547704",3,"460/3",2006]
["Rm 209","ERV-9","ERV","York","VR011A06H4AL21","2006 24 00046",null,"460/3",2006]
["Rm 210","RTU-10","RTGP","York","DR036N08N4SZZ20001A","NOF6547701",3,"460/3",2006]
["Rm 210","ERV-10","ERV","York","VR011A06H4AL21","2006 24 00045",null,"460/3",2006]
["Bldg. 200",5,"EF","Cook","90C15DH","124S668915000001011101",null,"115/1",2002]
["Bldg. 200",6,"EF","Cook","90C15DH","124S6689150000051011101",null,"115/1",2002]
["Bldg. 200",9,"EF","Cook","100C15DH","124S7442810000007010603",null,"115/1",2002]
["Bldg. 200",8,"EF","Cook","100C15DH","124S6689150000026081101",null,"115/1",2002]
["Bldg. 200",11,"EF","Cook","90C15DH","124S6689150000051041101",null,"115/1",2002]
[null,"EF-7-200",null,"Cook","90C15DH","124S66891500000-51031101",null,"115/1"]
[null,"EF-7 ",null,"Cook","100C15DH","124S66891500000-26141101",null,"115/1"]
[null,"EF-10",null,"Cook","90C15DH","124S66891500000-62011101",null,"115/1"]
[]
[" 300 BUILDING"]
[" "," "," "," "," "," "," "," "," "]
["302-305, 307-310","RTU-007","RTGP","Carrier","48TJF016G","2801F94883",15,"460/3",2001]
["315, 316, 318","RTU-008"," ","Carrier","48TFE012-601","2301G35068",10,"460/3",2001]
["Admin Area","RTU-009"," ","Carrier","48TFE014-601AA","2401G32394",12.5,"460/3",2001]
["Rm 324","RTU-10"," ","Carrier","48TFE006-601","2001G21472",5,"460/3",2001]
["Rm 325","RTU-12"," ","Carrier","48TFE006-601AA","2401G22440",5,"460/3",2001]
[" "," RTU-11"," ","Carrier","48TJF01G","2801F94936"," ","460/3",2001]
[null,"RTU-13",null,"Carrier","48TJF024","2301F88988",null,"460/3",2001]
["Rm. 307 Comp Lab","RTU-300 Existing","RTHP","Trane","TSC048A4REA02000000000000","326101061L",4,"460/3",2003]
["Bldg. 300",20,"EF","Cook","100C15DH","125S6493780000017010601",null,"115/1",2002]
["Bldg. 300",19,"EF","Cook","100C10DH","125S6493780000047010601",null,"115/1",2002]
["Bldg. 300",18,"EF","Cook","120C2B","125S6493780000037010601",null,"115/1",2002]
["Bldg. 300",17,"EF","Cook","120C3B","125S649378000007010601",null,"115/1",2002]
["Bldg. 300",16,"EF","Cook","100C2B","125S6493780000027010601",null,"115/1",2002]
[null,"EF-15",null,"Cook","100C10DH","125S6493780000067010601",null,"115/1"]
[null,"EF-14",null,"Cook","60C2B","125S6493780000057010601",null,"115/1"]
["Bldg. 300",13,"EF","Cook","100C3B","125S6493780000077010601",null,"115/1"]
[null,"SPGP-7",null,"Carrier","48TCSA08A2M6A0B3D0","2614P69165",null,"460/3",2014]
[null,"SPGP-1",null,"Carrier","48TCSA06A2M6A0F3D0","2514C88187",null,"460/3",2014]
[null,"SPGP-2",null,"Carrier","48TCSA06A2M6A0F3D0","2514C88188",null,"460/3",2014]
[null,"SPGP-3",null,"Carrier","48TCSA06A2M6A0F3D0","2514C88186",null,"460/3",2014]
[null,"SPGP-4",null,"Carrier","48TCSA06A2M6A0F3D0","2514C88189",null,"460/3",2014]
[null,"DOAU-1",null,"Munters","ERVC4012AAD-LBBS15M-HNCSKOVAK00","A14GERVC400657",null,"460/3",2014]
[]
["400 BUILDING"]
["Media Center",29,"RTGP","Carrier","48HJD007BHJ651NB","2407G30546",{"v":10.083333333333334,"d":"10"},"460/3",2007]
["Media Office",28,"RTGP","Carrier","50TFQ004-601","1701G22603",3,"460/3",2001]
[407,63,"RTU","Carrier","48HJE004BHH641NB","2407G30509",3,"460/3",2007]
[407,63,"ERV","Carrier","FI0P-060-311GA","4306V20517",null,"208/230/1",2007]
[408,64,"RTU","Carrier","48HJE004BHH641NB","2407G30507",3,"460/3",2007]
[408,64,"ERV","Carrier","FI0P-060-311GA","4306V20518",null,"208/230/1",2007]
[409,65,"RTU","Carrier","48HJE004BHH641NB","2407G30496",3,"460/3",2007]
[409,65,"ERV","Carrier","FI0P-060-311GA","1006V30595",null,"208/230/1",2007]
[410,66,"RTU","Carrier","48HJE004BHH641NB","2407G30495",3,"460/3",2007]
[410,66,"ERV","Carrier","FI0P-060-311GA","1206V20526",null,"208/230/1",2007]
[411,67,"RTU","Carrier","48HJE004BHH641NB","2407G30505",3,"460/3",2007]
[411,67,"ERV","Carrier","FI0P-060-311GA","1006V30596",null,"208/230/1",2007]
[412,68,"RTU","Carrier","48HJE004BHH641NB","2407G30511",3,"460/3",2007]
[412,68,"ERV","Carrier","FI0P-060-311GA","4806V50554",null,"208/230/1",2007]
[414,69,"RTU","Carrier","48HJE004BHH641NB","2407G30504",3,"460/3",2007]
[414,69,"ERV","Carrier","FI0P-060-311GA","1106V30670",null,"208/230/1",2007]
[416,70,"RTU","Carrier","48HJE004BHH641NB","2407G30506",3,"460/3",2007]
[416,70,"ERV","Carrier","FI0P-060-311GA","0606V50577",null,"208/230/1",2007]
[null,29,"ERV","Carrier","FI0P-100-311GA","5006V30508",null,"208/230/1"]
[417,71,"RTU","Carrier","48HJE004BHH641NB","2407G30502",3,"460/3",2007]
[417,71,"ERV","Carrier","FI0P-060-311GA","1006V30594",null,"208/230/1",2007]
[418,72,"RTU","Carrier","48HJE004BHH641NB","2407G30499",3,"460/3",2007]
[418,72,"ERV","Carrier","FI0P-060-311GA","0606V20638",null,"208/230/1"]
[419,73,"RTU","Carrier","50HJQ004---621","2207G40561",3,"460/3",2007]
[419,73,"ERV","Carrier","62A--060-311GA","0807V50597",null,"208/230/1",2007]
[420,74,"RTU","Carrier","50HJQ004---621","2107G40655",3,"460/3",2007]
[420,74,"ERV","Carrier","62A--060-311GA","2507V20730",null,"208/230/1",2007]
[415,75,"RTU","Carrier","50HJQ004---621","2207G40565",3,"460/3",2007]
[415,75,"ERV","Carrier","62AQ-060-311GA","0807V50598",null,"208/230/1",2007]
[413,76,"RTU","Carrier","50HJQ004---621","2107G40653",3,"460/3",2007]
[413,76,"ERV","Carrier","62AQ-060-311GA","0807V50596",null,"208/230/1",2007]
[421,77,"RTU","Carrier","48HJE004BHH641NB","2407G30503",3,"460/3",2007]
[421,77,"ERV","Carrier","FI0P-060-311GA","1206V40509",null,"208/230/1",2007]
[422,78,"RTU","Carrier","48HJE004BHH641NB","2407G30498",3,"460/3",2007]
[422,78,"ERV","Carrier","FI0P-060-311GA","1106V10598",null,"208/230/1",2007]
[401,79,"RTU","Carrier","48HJE004BHH641NB","2407G30497",3,"460/3",2007]
[401,79,"ERV","Carrier","FI0P-060-311GA","0606V20641",null,"208/230/1",2007]
[402,80,"RTU","Carrier","48HJE004BHH641NB","2407G30501",3,"460/3",2007]
[402,80,"ERV","Carrier","FI0P-060-311GA","1206V50523",null,"208/230/1",2007]
[403,81,"RTU","Carrier","48HJE004BHH641NB","2407G30500",3,"460/3",2007]
[403,81,"ERV","Carrier","FI0P-060-311GA","1006V20631",null,"208/230/1",2007]
[405,82,"RTU","Carrier","48HJE004BHH641NB","2407G30508",3,"460/3",2007]
[405,82,"ERV","Carrier","FI0P-060-311GA","3406V40700",null,"208/230/1",2007]
[406,83,"RTU","Carrier","48HJE004BHH641NB","2407G30510",3,"460/3",2007]
[406,83,"ERV","Carrier","FI0P-060-311GA","4606V50017",null,"208/230/1",2007]
["W400 Teach Plan",84,"RTU","Carrier","50HJQ004--621","2107G20386",3,"460/3",2007]
["W400 Teach Plan",84,"ERV","Carrier","62AQ-060-311GA","0907V20633",null,"208/230/1",2007]
["W400 Teach Plan",85,"RTU","Carrier","50HJQ004--621","2107G40654",3,"460/3",2007]
["W400 Teach Plan",85,"ERV","Carrier","62AQ-060-311GA","2407V50636",null,"208/230/1",2007]
["400A",86,"RTU","Carrier","50HJQ004--621","2207G40567",3,"460/3",2007]
["400A",86,"ERV","Carrier","62AQ-060-311GA","2507V20729",null,"208/230/1",2007]
["400B",87,"RTU","Carrier","50XZ-024-311TP","1807G41310",3,"208/1",2007]
[404,15,"RTU","Carrier","48TJE004-611","0297G20323",3,"460/3",2007]
["400 Bldg.",22,"EF","Cook","100C15DH","124S66891500000-26151101",null,"115/1",2002]
["400 Bldg.",21,"EF","Cook","100C15DH","124S66891500000-26071101",null,"115/1",2002]
["400 Bldg.",23,"EF","Penn","DX10SR","K09AH13222",null,"115/1"]
["400 Bldg.",24,"EF","Penn","DX10SR","K09AH13224"]
["400 Bldg.",25,"EF","Penn","DX08SR","K09AH13161",null,"115/1"]
["400 Bldg.",26,"EF","Cook","100C15DH","124S66891500000-26161101",null,"115/1",2002]
[null,"EF-27",null,"Pennbarry","DX10R","A10AN38845"]
["400 Bldg.",28,"EF","Cook","100C15DH","124S66891500000-26021101",null,"115/1",2002]
["400 Bldg.",29,"EF","Cook","100C15DH","124S66891500000-42011101",null,"115/1",2002]
["400 Bldg.","EF-30-400",null,"Penn","DX10SR","A10AN38844",null,"115/1"]
[null,"HP-88",null,"Mitsubishi","MUZ-A09NA","7000222T",null,"208/230/1"]
[null,"HP-89",null,"Mitsubishi","PUY-A42NHA","74U000010",null,"208/230/1"]
[]
[" 500 BUILDING"]
[" "," "," "," "," "," "," "," "," "]
["Kitchen","RTU-31","RTU","Carrier","48HCDE12A2M6A082A0","2512G20353",null,460,2012]
["Shop","RTU-33","RTU","Carrier","50TJQ008-601GA","1799G30478",7.5,"460/3",1999]
[500,35,"EF","Cook","100C15DH","124S66891500000-26131101",null,"115/1",2002]
[500,36,"EF","Cook","100C15DH","124S66891500000-26111101",null,"115/1",2002]
[500,40,"EF","Penn","DX08SR","No Serial #",null,"115/1",2002]
[500,41,"EF","Cook","100C15DH","124S66891500000-26041101",null,"115/1",2002]
[500,42,"EF","Cook","100C15DH","124S66891500000-26051101",null,"115/1",2002]
["500-Kit Lundry Rm",30,"EF","Penn","DX08R","1311XZ68762",null,"115/1",2002]
["500-Kit RR",31,"EF","Cook","100C15DH","124S66891500000-26031101",null,"115/1",2002]
["500-Old Dark Rm",39,"EF","Cook","100C15DH","124S66891500000-7011101",null,"115/1",2002]
["500-Shop",37,"EF","Penn","DX06B","No Serial #",null,"115/1",2002]
["500-Shop",38,"EF","Penn","DX06B","No Serial #",null,"115/1",2002]
["Cafeteria RTU 12","RTU-12","RTGP","York","DR060N08P4SZZ2001A","NOF6547064",5,"460/3",2006]
["Cafeteria RTU 11","RTU-11","RTGP","York","DR060N08P4SZZ2001A","NOF6547065",5,"460/3",2006]
["Art 501 RTU13","RTU-13","RTGP","York","DR036N08N45","NOF6547697",3,460,2006]
["Art 501 RTU13","ERV-13","ERV","York","VR011A06H4AL21","2006 26 00060",null,null,2006]
["Music 502 RTU14","RTU-14","RTGP","York","DR036N08N45","NOF6547698",3,460,2006]
["Music 502 RTU14","ERV-14","ERV","York","VR011A06H4AL21","2006 26 00062",null,"460/3",2006]
[null,"SPGP-9",null,"Carrier","48TCSD12A2M6A6W3K0","2614P87803",null,"460/3",2014]
[null,"SPGP-8",null,"Carrier","48TCSD12A2M6A6W3K0","2614P87802",null,"460/3",2014]
[null,"REF-3",null,"Greenheck","6-060-D6EX-OD","12906625 1206"]
[null,"MAU-1",null,"Greenheck","DGX-115-H22-DB",12909023,null,"208/3"]
[null,"HEF-1",null,"Greenheck","CUBE-300-50-8","12908046 1207"]
[null,"DEF-2"]
[null,"CU ?"]
[null,"HP-1",null,"York","E1RD0249065","WOD6183326",null,"208/230/1"]
[]
[" 600 BUILDING"]
["Boy's Lockerroom","RTU-44","RTGP","Trane","YCD075C4LOB","L23103153D",6.25,"460/3",1996]
["Rm 601 RTU15","RTU-15","RTGP","York","DR048N08N45","NOF6547681",4,"460/3",2006]
["Rm 601 RTU15","ERV-15","ERV","York","VR011A06H4AL21","2006 28 00075",null,"460/3",2006]
["Rm 602 RTU16","RTU-16","RTGP","York","DR048N08N45","NOF6547681",4,"460/3",2006]
["Rm 602 RTU16","ERV-16","ERV","York","VR011A06H4AL21","2006 28 00074",null,"460/3",2006]
["600 Boy's Showers","EF-47","EF","Cook","100C15DH","124S66891500000-26101101",null,"115/1",2002]
["600 Boy's Lockers","EF-46","EF","Penn","DX08SA","No Serial #",null,"115/1",2002]
["600 Men's Coach Off",49,"EF","Penn","DX1084","No Serial #",null,"115/1",2002]
["600 Multipurpose Rm","EF-51","EF","Cook","165C3B","124S6546620000-6040701",null,"115/1",2002]
[null,"SPGP-5",null,"Carrier","48VG-A6011560GS","2514C38297",null,"460/3",2014]
[null,"SPGP-6",null,"Carrier","48VG-A6011560GS","2514C38298",null,"460/3",2014]
[null,"EF-1-Gym",null,"Cook","100C15DH","124S66891500000-26091101",null,"115/1"]
[null,"EF-2-Gym",null,"Cook","100C15DH","124S66891500000-26011101",null,"115/1"]
[null,"EF-3-Gym",null,"Penn","DX06B","No Serial #"]
[null,"EF-4-Gym",null,"Penn","DX06B","No Serial #"]
[null,"EF-5-Gym",null,"Cook","165C3B","124S65466200000-61040701",null," "]
[null,"EF-44",null,"Penn","DX06B","No Serial #"]
[null,"EF-45",null,"Penn","DX06B","No Serial #"]
[null,"SPHP-1",null,"Carrier","50VR-A36-60","2514C38056",null,"460/3",2014]
[null,"SPHP-2",null,"Carrier","50VR-A36-60","2514C38055",null,"460/3",2014]
[null,"SSHP-1",null,"Mitsubishi","SUZ-KA12NA","42P00374",null,"208/230/1"]
[null,"SSHP-2",null,"Mitsubishi","SUZ-KA12NA","42P00375",null,"208/230/1"]
[null,"SSHP-3",null,"Mitsubishi","SUZ-KA12NA","42P00368",null,"208/230/1"]
[null,"HP-90",null,"Mitsubishi","MUZ-A09NA","7000149T",null,"208/230/1"]
[null,"RTU-Gym-1-5",null,"Trane","No data plate visible"]
[null,"GPU-1",null,"Trane","YHD180F4RVA03HAC1C-2BOA000010000000000000","144210242D",null,"460/3",2014]
[null,"GPU-2",null,"Trane","YHD180F4RVA03HAC1C-2BOA000010000000000000","152310413D",null,"460/3",2014]
[null,"RTGP-3",null,"Trane","YHD180F4RVA03HAC1C-2BOA000010000000000000","144210230D",null,"460/3",2014]
[null,"RTGP-4",null,"Trane","YHD180F4RVA03HAC1C-2BOA000010000000000000","152310396D",null,"460/3",2014]

{"sheet":"DFE","index":9,"n_rows":101,"n_cols":9,"rows_kept":101,"merged":[[0,0,0,8],[2,0,2,8]],"flags":["formulas_cached_only"]}
["SCHOOL DISTRICT FIVE OF LEXINGTON AND RICHLAND COUNTIES"]
[]
["DUTCH FORK ELEMENTARY"]
[]
[]
["EMS #","AREA","TYPE / UNIT#","MANUF.","MODEL","SERIAL NO.","TONS","VOLTS","YEAR"]
[]
[null,"1st  Story Roof"]
[32,"Rm 45","RTU-9","Carrier","48HJR004CHH641NB","4305G10547",5,460,1999]
["ERV-9",null,"ERV-9","Carrier","FIOP-060-311GA","4005V20586",null,"208/230/1"]
[33,"Rm 46","RTU-10","Carrier","50TJQ006-601","1500G24657",5,"460/3",1999]
[34,"Rm 20 Art","RTU-33","Carrier",{"$nulls":4},1999]
[37,"Gym CU","CU-34","Carrier","38AK-012-611","2299G00389",10,"460/3",1999]
[36,"Rm 21 Kind","RTU-36","Carrier","50TJQ005-601FF","2499G20103",4,"460/3",1999]
[38,"Gym CU","CU-37","Carrier","38AK-012-611","2299G00388",10,"460/3",1999]
[39,"Gym CU","CU-38","Carrier","38AK-012-611","2299G00386",10,"460/3",1999]
[41,"Rm 30","RTU-40","Carrier","50TJQ005-601FF","2499G20101",4,"460/3",1999]
[40,"Gym Stage","RTU-39","Carrier","50TJQ005-601FF","2499G20102",5,"460/3",1999]
[31,"Cafeteria","RTGP-41","Carrier","48EJDO34-610CA","1999F18910",30,"460/3",1999]
[19,"Rm 19","RTU-12","Carrier","50JS-024---301","3802G51163",2,"230/1",2002]
[29,"Cafe Serving Line","RTU-1","Carrier","48TFE004---511---","2403G50132",3,"230/3",2003]
[30,"Kitchen","RTU-2","Trane","TCD090C400BC","N34100410D",7.5,"460/3",2003]
[20,"Rm 22","RTU-5","Carrier","48TFD005--611","20403G50198",3,"460/3",2003]
[25,"Theatre F","RTU-6","Carrier","48TMD025--601AA","2403F36771",25,"460/3",2003]
[26,"Theatre R","RTU-7","Carrier","48TMD025--601AA","2403F35229",25,"460/3",2003]
[21,"Break Rm","RTU-8","Carrier","48TFE004---511---","2403G50131",3,"200/230/1",2003]
[18,"Rm 18","RTU-11","Carrier","48GX-024060301","1002G40939",2,"230/1",2003]
[24,"Rm 43","RTU-25","Carrier","48TFE004---511---","2403G50130",3,"200/230/3",2003]
[23,"Principal","RTU-27","Carrier","48TFD005---611","2403G50199",4,"460/3",2003]
[null,"Library/ 2nd Story (Raised Roof)"]
[56,"Rm 37","RTU-42","Carrier","48GX-042090601","3403G0870",3.5,460,2003]
[27,"Media Ctr","RTU-43","Carrier","48TME008---601","1203G10919",7.5,460,2003]
[55,"Rm 36","RTU-44","Carrier","48GX-042090601---","3403G21355",3.5,"460/3",2002]
[54,"Rm 35 Comp. Lab","RTU-45","Carrier","50TFQ006-601","3600G20062",5,"460/3",2003]
[46,"Rm 27","RTU-46","Carrier","48GX4-042090601","3003G31045",3.5,"460/3",2003]
[53,"Rm 34","RTU-47","Carrier","48GX-042090601","3003G30871",3.5,"460/3",2003]
[45,"Rm 26","RTU-48","Carrier","48GX-042090601","3003G31046",3.5,"460/3",2003]
[52,"Rm 26","RTU-49","Carrier","48GX-042090601","3003G51323",3.5,"460/3",2003]
[44,"Rm 25","RTU-50","Carrier","48GX-042090601","3003G51324",3.5,"460/3",2003]
[51,"Rm 32","RTU-51","Carrier","48GX-042090601","3003G31050",3.5,"460/3",2003]
[50,"Rm 31","RTU-52","Carrier","48GX-042090601","3003G31049",3.5,"460/3",2003]
[41,"Rm 23","RTU-54","Carrier","48TFD006---611","2403G50297",5,"460/3",2003]
[49,"Rm 30","RTU-55","Carrier","48TFD005---611","2403G50200",4,"460/3",2003]
[47,"Rm 28","RTU-57","Carrier","48GX-042090601","3003G31047",3.5,"460/3",2003]
[28,"LRC Office","RTU-58","Carrier","48TFE004---511---","2403G50133",3,"208/230/3",2003]
["DOAU-2",null,"DOAU-2","Munter","HCV6030AAD-BOBG402-HMCFOOAOAO","C11FHCUC69937",null,"460/3",2011]
[65,"Rm 70","RTU-59","Carrier","48HJR005CHH651NB",4305610505,4,"460/3",2005]
["ERV-59",null,"ERV-59","Carrier","FIOP-060-311GA","4305V40600",null,"208/230/1"]
[64,"Rm 69","RTU-60","Carrier","48HJR005CHH651NB","4305G10504",4,"460/3",2005]
["ERV-60",null,"ERV-60","Carrier","FIOPO-060-311GA","4505V20618",null,"208/230/1"]
[66,"Rm 71","RTU-61","Carrier","48HJR005CHH651NB","4305G10503",4,460,2005]
["ERV-61",null,"ERV-61","Carrier","FIOP-060-311GA","4505V20621",null,"208/230/1"]
[63,"Rm 68","RTU-62","Carrier","48HJR005CHH651NB","4305G10502",4,460,2005]
["ERV-62",null,"ERV-62","Carrier","FIOP-060-311GA","4505V20620",null,"208/230/1"]
[62,"Rm 66, 67","RTU-63","Carrier","48HJR004CHH641NB","4305G10548",3,460,2005]
["ERV-63",null,"ERV-63","Carrier","FIOP-060-311GA","4005V20587",null,"208/230/1"]
[61,"Rm 64, 65","RTU-64","Carrier","48HJR004CHH641NB","4305G10549",3,460,2005]
["ERV-64",null,"ERV-64","Carrier","FIOP-060-311GA","3405V20541",null,"208/230/1"]
[11,"Rm 10","RTU-13","Trane","WSC036E4REA0TB0C1A1B00000","102110933L",3,"460/3",2010]
[12,"Rm 11","RTU-14","Trane","WSC036E4REA0TB0C1A1B00000","102110913L",3,"460/3",2010]
[10,"Rm 9","RTU-15","Trane","WSC036E4REA0TB0C1A1B00000","102110943L",3,"460/3",2010]
[13,"Rm 12","RTU-16","Trane","WSC036E4REA0TB0C1A1B00000","102110903L",3,"460/3",2010]
[9,"Rm 8","RTU-17","Trane","WSC036E4REA0TB0C1A1B00000","102110853L",3,"460/3",2010]
[14,"Rm 13","RTU-18","Trane","WSC036E4REA0TB0C1A1B00000","102110863L",3,"460/3",2010]
[8,"Rm 7","RTU-19","Trane","WSC036E4REA0TB0C1A1B00000","10211-883L",3,460,2010]
[15,"Rm 14","RTU-20","Trane","WSC036E4REA0TB0C1A1B00000","102110873L",3,"460/3",2010]
[16,"Rm 15","RTU-22","Trane","WSC036E4REA0TB0C1A1B00000","102110893L",3,"460/3",2010]
[6,"Rm 6","RTU-23","Trane","WSC036E4REA0TB0C1A1B00000","102110843L",3,460,2010]
[17,"Rm 16","RTU-24","Trane","WSC036E4REA0TB0C1A1B00000","102110714L",3,"460/3",2010]
[22,"Main Office","RTU-26","Trane","WSC060E4REA0TB0C1A1B00000","102110811L",5,"460/3",2010]
[1,"Rm 1 ","RTU-28","Trane","WSC036E4REA0TB0C1A1B00000","102110923L",3,"460/3",2010]
[2,"Rm 2","RTU-29","Trane","WSC036E4REA0TB0C1A1B00000","102110702L",3,"460/3",2010]
[3,"Rm 3","RTU-30","Trane","WSC036E4REA0TB0C1A1B00000","102110738L",3,"460/3",2010]
[19,"Rm 43","RTU-31","Trane","WSC036E4REA0TB0C1A1B00000","102110726L",3,"460/3",2010]
[5,"Rm 5","RTU-32","Trane","WSC036E4REA0TB0C1A1B00000","102110750L",3,"460/3",2010]
[null,1,"EF-KITCHEN-1","Cook","135C10D","12456624560000052011001",null,115,2002]
[null,2,"EF-KITCHEN-2","Cook",{"$nulls":3},115,2002]
[null,4,null,"Cook","135C10D",null,null,115,2002]
[null,"EF-5",null,"Cook","100C15DH","12456624560000043011001",null,"115/1",2002]
[null,"EF-C-1",null,"Cook","100C15DH","12456624560000016011001",null,"115/1",2002]
[null,"EF-7",null,"Cook","135C10D","12456624560000061041001",null,"115/1",2002]
[null,"EF-008",null,"Cook","135C10D","12456624560000061031001",null,"115/1",2002]
["EF-1-13","New Addition","EF-1-13","Greenheck","6B-091-4","06A23066",null,null,2005]
["CU-1",null,"CU-1","Mitsubishi","PUY-A18NHA","78U90714D",null,"208/230/1"]
["RTU-21-EXT",null,"RTU-21-EXT","Carrier","50JS-024-301","4402G30925",null,"208/230/1"]
["DOAU-1",null,"DOAU-1","Munter","HCUC6030AAD-B0CS320M-AN0F00A0A0","C10FHH00C69141",null,"460/3",2010]
["RTU-35",null,"RTU-35","Carrier","48TFE-004-511","1803G20086",null,"208/230/1"]
["RTU-56",null,"RTU-56","Carrier","48GX-042090601","3003G50197",null,"460/3"]
["RTU-53",null,"RTU-53","Carrier","48TFD005-611","2403G50197",null,"460/3"]
["KSF-1",null,"KSF-1","FloAire","NSA12",null,null,"208/3"]
["KEF-1",null,"KEF-1","FloAire","BDU18",null,null,"208/1"]
["KSF-2",null,"KSF-1","FloAire","NSA12",null,null,"208/3"]
["KEF-2",null,"KEF-2","FloAire","BDU-18",null,null,"208/3"]
["EF-B",null,"EF-B","Cook","165VB","124S6722730000007011201",null,"208/3"]
["EF-KITCHEN-3",null,"EF-KITCHEN-3","Cook","100C15DH","124S6624560000034011001",null,"115/1"]
["EF-001",null,"EF-001","Cook","135C10D","124S6624560000061051001",null,"115/1"]
["EF-002",null,"EF-002","Cook","100C10DH","124S6913560000007010502",null,"115/1"]
["EF-006-GYM",null,"EF-006-GYM","Cook","100C15DH","124S6723180000100011201",null,"115/1"]
["EF-16",null,"EF-16","Cook","135C10D","124S6624560000061011001",null,"115/1"]
["EF-15",null,"EF-15","Cook","100C15DH","124S6913560000017010502",null,"115/1"]
["EF-17",null,"EF-17","Cook","135C10D","124S6624560000061021001",null,"115/1"]

{"sheet":"DFH","index":10,"n_rows":307,"n_cols":8,"rows_kept":307,"merged":[[0,0,0,7],[2,0,2,7]],"flags":["formulas_cached_only"]}
["SCHOOL DISTRICT FIVE OF LEXINGTON AND RICHLAND COUNTIES"]
[]
["DUTCH FORK HIGH"]
[]
[]
["AREA","UNIT#","MANUF.","MODEL","SERIAL NO.","TON","VOLTAGE","YEAR"]
["Chemistry Rm","REF-25","Greenheck","SWB-13-4","91D05108",null,110,1993]
["Chemistry Rm","ECF-26","Greenheck","SWB-13-4","91D05109",null,110,1993]
["Chemistry Rm","ECF-27","Greenheck","SWB-13-4","91D05110",null,110,1993]
["Chemistry Rm","ECF-28","Greenheck","SWB-13-4","91D05111",null,110,1993]
["Chemistry Rm","ECF-29","Greenheck","SWB-13-4","91D05112",null,110,1993]
["Chemistry Rm","ECF-30","Greenheck","SWB-13-4","91D05113",null,110,1993]
["Chemistry Rm","ECF-31","Greenheck","SWB-13-4","91D05114",null,110,1993]
[null,"ECF-32","Greenheck","SWB-13-4","91D05115"]
["Chemistry Rm","ECF-36","Greenheck","SWB-13-4","91D05116",null,110,1993]
["Electrical Rm","REF-16","Greenheck","GB704XQD","91L03729",null,115,1993]
["Electrical Rm","REF-19","Greenheck","GB1304","91E05257",null,115,1993]
["Chemistry Rm","REF-26","Greenheck","GB0-G","91E05275",null,null,1993]
["Chemistry Rm","REF-27","Greenheck","GB0-G","91E05277",null,null,1993]
["Chemistry Rm","REF-28","Greenheck","GB0-G","91E05279",null,null,1993]
["Boys Locker Rm","EF-6","Greenheck","GB2204","91E05254",null,null,1993]
[null,"REF-01","Greenheck","GB2205","91E65259",null,115,1993]
["Gym Lobby Restroom ","REF-1","Greenheck","G95G","91E05272",null,115]
[null,"REF-10","Greenheck","GB1004","91E05252",null,null,1993]
["Boy's PE Lockerrm","REF-06","Greenheck","G100B","91E05262",null,null,1993]
[null,"REF-06","Greenheck","G85G","91E05270",null,115,1993]
["Boy's Varsity Lockerrm","REF-07","CaptiveAire","CA-FMX30BFT","No serial",null,208,1993]
[null,"EF-B","Greenheck","G80GX","98L19237",null,"115/1",1999]
[null,"EF-D","Greenheck","G80GX","98L19236",null,"115/1",1999]
[null,"EF-C","Greenheck","G75DX","98L19215",null,"115/1",1999]
[null,"EF-E","Greenheck","GB1004X","98K18436",null,115,1999]
[null,"EF-H","Greenheck","G80GX","98L19235",null,"115/1",1999]
[null,"EF-F","Greenheck","CB1004X","98K18435",null,115,1999]
[null,"REF-4","Greenheck","G65DX","98L19186",null,null,1999]
[null,"EF-G","Greenheck","G120AX","98L19137",null,115,1999]
[null,"EF-L","Greenheck","G1004X","98K18433",null,null,1999]
[null,"EF-I","Greenheck","G90GX","98L19246",null,"115/1",1999]
[null,"EF-J","Greenheck","G80GX","98L19238",null,"115/1",1999]
[null,"EF-H","Greenheck","G1004X","98K18434",null,"115/1",1999]
[null,"REF-8","Greenheck","GB1004X","98K18434",null,115,1999]
[null,"FHEF-3","Greenheck","SWB-10-4-CW-UB","98K19488",null,"115/1"]
[null,"FHEF-1","Greenheck","SWB-10-4-CW-UB","98K19486",null,"115/1"]
[null,"FHEF-2","Greenheck","SWB-10-4-CW-UB","98K19487",null,"115/1"]
["VAV 1- 01-15","VAV 1- 01-15","Trane","SEHFF554LC45C6AD900100","C08D03524",55,"460/3",2008]
[{"$nulls":3},"C00G0K000RT008000"]
[244,"VAV 1-01","Enviro-Tech","VFREH 1211",null,null,277,2008]
[248,"VAV 1-03","Enviro-Tech","VFREH 0804",null,null,277,2008]
[224,"VAV 1-04","Enviro-Tech","VFREH 1006",null,null,277,2008]
[220,"VAV 1-06","Enviro-Tech","VFREH 1006",null,null,277,2008]
[218,"VAV 1-07","Enviro-Tech","VFREH 0804",null,null,277,2008]
[215,"VAV 1-08","Enviro-Tech","VFREH 0804",null,null,277,2008]
[217,"VAV 1-09","Enviro-Tech","VFREH 1006",null,null,277,2008]
[241,"VAV 1-10","Enviro-Tech","VFREH 0804",null,null,277,2008]
["Office 241a ","VAV 1-11","Enviro-Tech","SDREH06",null,null,277,2008]
[239,"VAV 1-12","Enviro-Tech","VFREH 0804",null,null,277,2008]
["239a ","VAV 1-13","Enviro-Tech","SDREH06",null,null,277,2008]
[237,"VAV 1-14","Enviro-Tech","VFREH 1011",null,null,277,2008]
[235,"VAV 1-15","Enviro-Tech","VFREH 0804",null,null,277,2008]
["VAV 2 01-15 ","VAV 2 01-15 ","Trane","SEHFF554LC45C6AD900100","C08D03523",55,"460/3",2008]
[{"$nulls":3},"C00G0K000RT008000"]
[342,"VAV 2-01","Enviro-Tech","VFREH 0804",null,null,277,2008]
["Lab Storage","VAV 2-02","Enviro-Tech","VFREH 0804",null,null,277,2008]
[344,"VAV 2-03","Enviro-Tech","VFREH 0804",null,null,277,2008]
[317,"VAV 2-04","Enviro-Tech","VFREH 0804",null,null,277,2008]
[319,"VAV 2-05","Enviro-Tech","VFREH 1006",null,null,277,2008]
[322,"VAV 2-06","Enviro-Tech","VFREH 0804",null,null,277,2008]
[320,"VAV 2-07","Enviro-Tech","VFREH 0804",null,null,277,2008]
[318,"VAV 2-08","Enviro-Tech","VFREH 0804",null,null,277,2008]
[313,"VAV 2-09","Enviro-Tech","VFREH 1211",null,null,277,2008]
[315,"VAV 2-10","Enviro-Tech","VFREH 1211",null,null,277,2008]
[341,"VAV 2-11","Enviro-Tech","VFREH 1006",null,null,277,2008]
[339,"VAV 2-12","Enviro-Tech","VFREH 1006",null,null,277,2008]
[337,"VAV 2-13","Enviro-Tech","VFREH 1006",null,null,277,2008]
[335,"VAV 2-14","Enviro-Tech","VFREH 1011",null,null,277,2008]
["VAV 3-1-18","VAV 3-1-18","Trane","SEHFF554LH45C5AD900100","C09E15033",{"v":55,"d":"55.0"},"460/3",2009]
[{"$nulls":3},"C00G00000RT0M8000"]
[201,"VAV 3-01","Trane","VPEF",null,null,480,2009]
[203,"VAV 3-02","Trane","VPEF",null,null,480,2009]
[207,"VAV 3-04","Trane","VPEF",null,null,480,2009]
[209,"VAV 3-05","Trane","VPEF",null,null,480,2009]
[211,"VAV 3-06","Trane","VPEF",null,null,480,2009]
[213,"VAV 3-07","Trane","VPEF",null,null,480,2009]
[216,"VAV 3-08","Trane","VPEF",null,null,480,2009]
[214,"VAV 3-09","Trane","VPEF",null,null,480,2009]
[212,"VAV 3-10","Trane","VPEF",null,null,480,2009]
["Coffee 2A19","VAV 3-11","Trane","VPEF",null,null,480,2009]
[210,"VAV 3-12","Trane","VPEF",null,null,480,2009]
[208,"VAV 3-13","Trane","VPEF",null,null,480,2009]
[206,"VAV 3-14","Trane","VPEF",null,null,480,2009]
[204,"VAV 3-15","Trane","VPEF",null,null,480,2009]
[202,"VAV 3-16","Trane","VPEF",null,null,480,2009]
[200,"VAV 3-17","Trane","VPEF",null,null,480,2009]
[209,"VAV 3-18","Trane","VPEF",null,null,480,2009]
["VAV 4-1-16","VAV 4-1-16","Trane","SEHFF554LH45C5AD900100","CO9E15034",{"v":55,"d":"55.0"},"460/3",2009]
[{"$nulls":3},"C00G00000RT0M8000"]
[301,"VAV 4-01","Trane","VPEF",null,null,480,2009]
[303,"VAV 4-02","Trane","VPEF",null,null,480,2009]
[305,"VAV 4-03","Trane","VPEF",null,null,480,2009]
[307,"VAV 4-04","Trane","VPEF",null,null,480,2009]
[309,"VAV 4-05","Trane","VPEF",null,null,480,2009]
[311,"VAV 4-06","Trane","VPEF",null,null,480,2009]
[316,"VAV 4-07","Trane","VPEF",null,null,480,2009]
[314,"VAV 4-08","Trane","VPEF",null,null,480,2009]
[312,"VAV 4-09","Trane","VPEF",null,null,480,2009]
["3A20","VAV 4-10","Trane","VPEF",null,null,480,2009]
[310,"VAV 4-11","Trane","VPEF",null,null,480,2009]
[308,"VAV 4-12","Trane","VPEF",null,null,480,2009]
[306,"VAV 4-13","Trane","VPEF",null,null,480,2009]
[304,"VAV 4-14","Trane","VPEF",null,null,480,2009]
[302,"VAV 4-15","Trane","VPEF",null,null,480,2009]
[300,"VAV 4-16","Trane","VPEF",null,null,480,2009]
[309,"VAV 4-17","Trane","VPEF",null,null,480,2009]
["Office 241a ","VAV 5-1-5-8","McQuay","MPS040FE4PV1CYBV","FBOU100601019",{"v":40,"d":"40.0"},"460/3",2010]
[100,"VAV 5-1","Price","FPV6000",{"$nulls":3},2010]
["Asst Princ 1A12","VAV 5-2","Price","FPV6000",{"$nulls":3},2010]
["Childcare","VAV 5-3","Price","FPV6000",{"$nulls":3},2010]
["Day care unit ","NA","Carrier","50JS-042-601","3403G31206",3.5,"460-3",2003]
[101,"VAV 5-4","Price","FPV6000",{"$nulls":3},2010]
[102,"VAV 5-5","Price","FPV6000",{"$nulls":3},2010]
[103,"VAV 5-6","Price","FPV6000",{"$nulls":3},2010]
[104,"VAV 5-7","Price","FPV6000",{"$nulls":3},2010]
[105,"VAV 5-8","Price","FPV6000",{"$nulls":3},2010]
["VAV 6-1-17","VAV 6-1-17","McQuay","MPS062ESE","FB0U10060097400",{"v":60,"d":"60.0"},"460/3",2010]
[221,"VAV 6-1","Price","FPV6000",{"$nulls":3},2010]
[226,"VAV 6-2","Price","FPV6000",{"$nulls":3},2010]
[223,"VAV 6-3","Price","FPV6000",{"$nulls":3},2010]
[228,"VAV 6-4","Price","FPV6000",{"$nulls":3},2010]
[230,"VAV 6-5","Price","FPV6000",{"$nulls":3},2010]
["Faculty 2B26","VAV 6-06","Price","FPV6000",{"$nulls":3},2010]
[232,"VAV 6-7","Price","FPV6000",{"$nulls":3},2010]
[234,"VAV 6-8","Price","FPV6000",{"$nulls":3},2010]
[225,"VAV 6-9","Price","FPV6000",{"$nulls":3},2010]
[236,"VAV 6-10","Price","FPV6000",{"$nulls":3},2010]
[227,"VAV 6-11","Price","FPV6000",{"$nulls":3},2010]
[238,"VAV 6-12","Price","FPV6000",{"$nulls":3},2010]
[229,"VAV 6-13","Price","FPV6000",{"$nulls":3},2010]
[240,"VAV 6-14","Price","FPV6000",{"$nulls":3},2010]
[231,"VAV 6-15","Price","FPV6000",{"$nulls":3},2010]
[242,"VAV 6-16","Price","FPV6000",{"$nulls":3},2010]
[233,"VAV 6-17","Price","FPV6000",{"$nulls":3},2010]
["VAV 7-1-17","VAV 7-1-17","McQuay","MPS062ESE","FB0U10060097500",{"v":60,"d":"60.0"},460,2010]
[324,"VAV 7-01","Price","FPV6000",{"$nulls":3},2010]
[321,"VAV 7-02","Price","FPV6000",{"$nulls":3},2010]
[326,"VAV 7-03","Price","FPV6000",{"$nulls":3},2010]
[323,"VAV 7-04","Price","FPV6000",{"$nulls":3},2010]
[328,"VAV 7-05","Price","FPV6000",{"$nulls":3},2010]
["Faculty 3B21","VAV 7-06","Price","FPV6000",{"$nulls":3},2010]
[330,"VAV 7-07","Price","FPV6000",{"$nulls":3},2010]
[332,"VAV 7-08","Price","FPV6000",{"$nulls":3},2010]
[325,"VAV 7-09","Price","FPV6000",{"$nulls":3},2010]
[334,"VAV 7-10","Price","FPV6000",{"$nulls":3},2010]
[327,"VAV 7-11","Price","FPV6000",{"$nulls":3},2010]
[336,"VAV 7-12","Price","FPV6000",{"$nulls":3},2010]
[329,"VAV 7-13","Price","FPV6000",{"$nulls":3},2010]
[338,"VAV 7-14","Price","FPV6000",{"$nulls":3},2010]
[331,"VAV 7-15","Price","FPV6000",{"$nulls":3},2010]
[340,"VAV 7-16","Price","FPV6000",{"$nulls":3},2010]
[333,"VAV 7-17","Price","FPV6000",{"$nulls":3},2010]
["Media Ctr","RTHP 10","Johnson Controls","J12XPE18R4AAC5A","N1F1126244",12.5,"460/3",2011]
["Media Ctr Per. Rms.","RTHP 11","Johnson Controls","J12XPE18R4AAC5A","N1F1126243",12.5,"460/3",2011]
["Appex Lab","RTU-30","Trane","WSC048E4RBA0PB0A1A0000000","923101284L",null,"460/3",2009]
["Guidance","RTHP 23","Johnson Controls","J10XPE18R4AA5A","N1F1126219",10,"460/3",2011]
["Office Rear area","RTHP 22","Johnson Controls","J10XPE18R4AAA5A","N1F1126220",10,"460/3",2011]
["Kitchen","RTHP 6","Carrier","50HJQ008-621","3908G30684",5,"460/3",2008]
["Auditorium Stage","RTHP 25","Johnson Controls","J10XPE18R4AAA5A","NAF1126218",10,"460/3",2011]
["Gym - Main","RTHP 31","Johnson Controls","J03XPE05R2ABC1","N1F11129241",15,"208/230/3",2011]
["Mini Gym","RTHP 26","Trane","WCH240B400GA","924100453D",20,"460/3",2009]
["Café Vending","CU-2 ?","Carrier","38HDL036-311","2604X91596",3,"208/230/1",2004]
["Rm. 410A","CU-2-Cafe","Trane","2TWA0060A3000AB","7074M551F",5,"200/230/1",2007]
["Rm. 410B","CU-1-Cafe","Trane","2TWA0060A3000AB","711248Y1F",5,"200/230/1",2007]
["Auditorium","RTU 1","Johnson Controls","V32EC04QOKANAK0001A","NIG1167582",20,"460/3",2011]
["Gym - Main","RTU 2","Johnson Controls","YPALO60CC846LSFA","2FXM012185",50,"460/3",2011]
[" "," "," "," "," "," "," "," "]
["Gym - Main","RTU-4","Johnson Controls","V33ECO4A51ANAK0001A","NIGII67583",15,"460/3",2011]
["Room 408 ","RTU-1-Bell Twr","Carrier","50SZ-024-301TP","0908G12262",null,"208/230/1",2008]
["A250",1,"Scholar II","VAI36HPD05HRII200096","MJ30790",{"v":3,"d":"3.0"},460,1999]
["A251",2,"Scholar II","VAI36HPD05HRII200096","MJ30772",{"v":3,"d":"3.0"},460,1999]
["A252",3,"Scholar II","VAI36HPD05HRII200096","MJ30803",{"v":3,"d":"3.0"},460,1999]
["A253",4,"Scholar II","VAI36HPD05HRII200096","MJ30798",{"v":3,"d":"3.0"},460,1999]
["A255",5,"Scholar II","VAI36HPD05HRII200096","MJ30798",{"v":3,"d":"3.0"},460,1999]
["A257",6,"Scholar II","VAI36HPD05HRII200096","MJ30794",{"v":3,"d":"3.0"},460,1999]
["A259",7,"Scholar II","VAI36HPD05HRII200096","MJ30793",{"v":3,"d":"3.0"},460,1999]
["A260",8,"Scholar II","VAI36HPD05HRII200096","MJ30790",{"v":3,"d":"3.0"},460,1999]
["A261",9,"Scholar II",null,null,{"v":3,"d":"3.0"},460,1999]
["A262",10,"Scholar II","VAI36HPD05HRII200096","MJ30767",{"v":3,"d":"3.0"},460,1999]
["A258",11,"Scholar II","VAI36HPD05HRII200096","MJ30800",{"v":3,"d":"3.0"},460,1999]
["A256",12,"Scholar II","VAI36HPD05HRII200096","MJ30765",{"v":3,"d":"3.0"},460,1999]
["A254",13,"Scholar II","VAI36HPD05HRII200096","MJ30768",{"v":3,"d":"3.0"},460,1999]
["1ST Fl Lounge",14,"Scholar II",null,null,{"v":3,"d":"3.0"},460,1999]
["A350",15,"Scholar II","VAI36HPD05HRII200096","MJ30783",{"v":3,"d":"3.0"},460,1999]
["A351",16,"Scholar II",null,null,{"v":3,"d":"3.0"},460,1999]
["A352",17,"Scholar II","VAI36HPD05HRII200096","MJ30771",{"v":3,"d":"3.0"},460,1999]
["A353",18,"Scholar II","VAI36HPD05HRII200096","MJ30787",{"v":3,"d":"3.0"},460,1999]
["A355",19,"Scholar II","VAI36HPD05HRII200096","MJ30799",{"v":3,"d":"3.0"},460,1999]
["A357",20,"Scholar II","VAI36HPD05HRII200096","MJ30797",{"v":3,"d":"3.0"},460,1999]
["A359",21,"Scholar II","VAI36HPD05HRII200096","MJ30788",{"v":3,"d":"3.0"},460,1999]
["A360",22,"Scholar II","VAI36HPD05HRII200096","MJ30802",{"v":3,"d":"3.0"},460,1999]
[361,23,"Scholar II",null,null,{"v":3,"d":"3.0"},460,1999]
[362,24,"Scholar II","VAI36HPD05HRII200096","MJ30766",{"v":3,"d":"3.0"},460,1999]
[358,25,"Scholar II","VAI36HPD05HRII200096","MJ30783",{"v":3,"d":"3.0"},460,1999]
[358,26,"Scholar II","VAI36HPD05HRII200096","MJ30785",{"v":3,"d":"3.0"},460,1999]
[356,27,"Scholar II","VAI36HPD05HRII200096","MJ30784",{"v":3,"d":"3.0"},460,1999]
[356,28,"Scholar II","VAI36HPD05HRII200096","MJ30786",{"v":3,"d":"3.0"},460,1999]
[354,29,"Scholar II","VAI36HPD05HRII200096","MJ30795",{"v":3,"d":"3.0"},460,1999]
["3RD FL Fac Wrkrm",30,"Scholar II",null,null,{"v":3,"d":"3.0"},460,1999]
[109,31,"Scholar II","VAI36HPD05HRII200096","MJ30792",{"v":3,"d":"3.0"},460,1999]
[110,32,"Scholar II","VAI36HPD05HRII200096","MJ30791",{"v":3,"d":"3.0"},460,1999]
[null,"RTU-1","DesChamps","PVMWB050A","9084-A",null,"460/3",1999]
["M1 Band","RTU-4-M1","York","B3CH080A46C","NMGM150265",7,"460/3",1999]
["M2","RTU-2-M2","York","B1CH180A46B","NAHM010728",15,"460/3",1999]
["M3","RTU-3-M3","York","B1CH180A46B","NLGM140000",15,"460/3",1999]
["New Café ETC 6","RTU-New Cafe","York","B1CH180A46B","NAHM010725",15,"460/3",1999]
[{"$nulls":3},"UPDATED"]
[]
[null,"EF-2","COOK","100ACE 100C2B","419SE72681-00/0009501",null,"115/1",2013]
[null,"EF-3","COOK","135ACE 135C5B","419SE72681-00/0012801",null,"115/1",2013]
[null,"EF-4","COOK","135ACE 120C3B","419SE72681-00/0018301",null,"115/1",2013]
[null,"EF-5","COOK","135ACE 135C4B","419SE72681-00/0019401",null,"115/1",2013]
[null,"EF-8","COOK","120ACE 120C3B","419SE72681-00/0020501",null,"115/1",2013]
[null,"EF-9","COOK","100ACE 100C2B","419SE72681-00/0021601",null,"115/1",2013]
[null,"EF-10","COOK","120ACE 120C3B","419SE72681-00/0000701",null,"115/1",2013]
[null,"EF-11","COOK","210ACE 210C7B","419SE72681-00/0001801",null,"115/1",2013]
[null,"EF-12","COOK","180ACE 180C6B","419SE72681-00/0002901",null,"115/1",2013]
[null,"EF-13","COOK","80ACE 80C2B","419SE72681-00/0004001",null,"115/1",2013]
[null,"EF-14","COOK","100ACE 100C3B","419SE72681-00/0005101",null,"115/1",2013]
[null,"EF-15","COOK","100ACE 100C2B","419SE72681-00/0006201",null,"115/1",2013]
[null,"EF-16","GREENHECK","G-090-D6EX-QD","12613230 1109",null,"115/1",2013]
[null,"EF-17","COOK","100ACE 100C3B","419SE72681-00/0007301",null,"115/1",2013]
[null,"EF-18","COOK","100ACE 100C2B","419SE72681-00/0008401",null,"115/1",2013]
[null,"EF-20","COOK","80ACE 80C2B","419SE72681-00/0010601",null,"115/1",2013]
[null,"EF-22","COOK","MISC MISC","419SE72681-02/0000701",null," ",2013]
[null,"EF-33","COOK","100ACE 100C2B","419SE72681-00/0013901",null,"115/1",2013]
[null,"EF-34","COOK","100ACE 100C3B","419SE72681-00/0015001",null,"115/1",2013]
[null,"EF-35","COOK","70ACE 70C2B","419SE72681-00/0016101",null,"115/1",2013]
[null,"EF-38","COOK","70ACE 70C2B","419SE72681-00/0017201",null,"115/1",2013]
[null,"RTHP-1","TRANE","WSC060E4REA17BOA1-000000000000C0000000000","132313328L",null,"460/3",2013]
[null,"RTHP-2","TRANE","WSC036E1RAA1BBOC1-000000000000B0000000000","132410825L",null,"208/230/1",2013]
[null,"RTHP-3","TRANE","WSC072E4RCAODBOA1-000000000000C0000000000","131210127L",null,"460/3",2013]
[null,"RTHP-8","TRANE","WSC048E4RBA1EBOA1-000000000000B0000000000","132312415L",null,"460/3",2013]
[null,"RTHP-9","TRANE","WSC090E4RKAOEBOA1-000000000000D0000000000","132312229L",null,"460/3",2013]
[null,"RTHP-12","TRANE","WSC036E1RAA1BBOC1-000000000000B0000000000","1324108246L",null,"208/230/1",2013]
[null,"RTHP-13","TRANE","WSC036E1RAA1BBOC1-000000000000B0000000000","132410866L",null,"208/230/1",2013]
[null,"RTHP-15","TRANE","WSC090E4RKAOEBOA1-000000000000D0000000000","132313324L",null,"460/3",2013]
[null,"RTHP-20","TRANE","WSC090E4RKAOEBOA1-000000000000D0000000000","132313365L",null,"460/3",2013]
[null,"RTHP-29","TRANE","WSC090E4RKAOEBOA1-000000000000D0000000000","132313106L",null,"460/3",2013]
[null,"AHU-9","TRANE","TAMU4AOC60S51SBA","13145NV22V",null,210,2013]
["1-Office LB23"]
["2-Dressing LB22"]
["3-Storage LA15"]
["4-Office LB16"]
["5-ROTC LB19"]
["6-Library LB17"]
["7-ROTC LB19"]
["8-Practice LB18"]
[null,"AHU-11","TRANE","TAMU4AOC60S51SBA","13145NV22V",null,210,2013]
["1-Chorus LB9"]
["2-Chorus LB9"]
["3-Office LB7"]
["4-Chorus LB9"]
["5-Practice LB8"]
["6-Storage LB10"]
["7-Storage LB10"]
[]
["AREA","UNIT#","MANUF.","MODEL","SERIAL NO.","TON","VOLTAGE","YEAR"]
[null,"CU-1","Mitsubishi","PUY-A18NHA","78U90734D",null,"208/230/1"]
[null,"RTU-11","Trane","WCD120B400EB","R28103992D",null,"460/3",2000]
[null,"HP-10","Carrier","38AD 016 621","1891F59197"]
[null,"RTU-3","Trane","TED480BACK1A3MECA000000HJB000000","C13E03255",null,"460/3",2013]
[null,"HRU-1A-1","Daikin","REMQ96PBYD","A001192",null,"460/3",2013]
[null,"HRU-1A-2","Daikin","REMQ96PBYD","A001193",null,"460/3",2013]
[null,"HRU-1A-3","Daikin","REMQ96PBYD","A001623",null,"460/3",2013]
[null,"DOAU-1A","Munters","ERVC5416AAD-FBBE03M-MNCSBOUAL00","A13LERVC541070",null,"460/3",2013]
[null,"HRU-2A-1","Daikin","REMQ72PBYD","A000745",null,"460/3"]
[null,"HRU-2A-2","Daikin","REMQ72PBYD","A000657",null,"460/3"]
[null,"DH-1 (RTU-1)","Nephronic","DFCI00H","111260026-002",null,"460/3"]
[null,"DH-2 (RTU-2)","Nephronic","DFCIIIM","111260026-001",null,"460/3"]
[null,"DH-4 (RTU-4)","Nephronic","DFCI00H","111260026-003",null,"460/3"]
[null,"SHP-12","Johnson Controls","No data plate"]
[null,"HP-13","Carrier","38YH018300","?  1E2254 ?",null,"208/230"]
[null,"CU-35","Carrier","380K0D42320","1504W20305"]
[null,"CU-1-Lab","Trane","2JWB3018A1000AA","80818RG4F",null,"200/230/1",2008]
[null,"KSF-1","Captivair","No data plate"]
[null,"KEF-1","Captivair","CA-(Cannot read)","No serial #"]
[null,"EF-2 Kitchen","Penn","XR-94D","No serial #"]
[null,"EF-Girls Locker","Greenheck","GB-131-5X-QD","01G09730"]
[null,"EF-27-Boys","Greenheck","G80-G","91E05273"]
[null,"EF-7","Greenheck","G-65-D-X","98L19186"]
[null,"EF-Arena-8","Greenheck","G170-B-X","98L19181"]
[null,"SPORTS COMPLEX"]
[null,"HRU-3B-1","Daikin","REMQ120PBYD","A002156",null,"460/3"]
[null,"HRU-3B-2","Daikin","REMQ96PBYD","A001191",null,"460/3"]
[null,"HRU-3B-3","Daikin","REMQ120PBYD","A002143",null,"460/3"]
[null,"HRU-2B-1","Daikin","REMQ72PBYD","A000743",null,"460/3"]
[null,"HRU-2B-2","Daikin","REMQ96PBYD","A001194",null,"460/3"]
[null,"HRU-2B-3","Daikin","REMQ120PBYD","A002158",null,"460/3"]
[null,"HRU-1B","Daikin","REYQ120PBYD","A000197",null,"460/3"]
[null,"DOAS-1B","Munters","ERVC5416AAD-FBBE02M-MNCBOUAL00","A13LERV50171",null,"460/3",2013]
[null,"DOAS-2B","Munters","ERVC4012AAD-FBBE02M-MNCBOUAL00","A13LERVC401052",null,"460/3",2013]
[null,"EF-1B","Greenheck","CUE-121-VG-5-X","13406001 1309"]
[null,"RTU-30"]
[null,"RTU-5"]
[null,"RTU-6"]
[null,"RTU-7"]
[null,"Portable-1","Bard","WH361-A10RXXXXQ-EHWH36-A10","125H072354476-02",null,"208/230/1"]
[null,"Portable-2","Bard","WH361-A10RXXXXQ-EHWH36-A10","125H072354480-02",null,"208/230/1"]
[null,"Baseball-1","Daikin","RZQ24PVJU9","A001341",null,"208/230/1"]
[null,"Baseball-2","Daikin","RZQ24PVJU9","A000663",null,"208/230/1"]

{"sheet":"DFMS","index":11,"n_rows":340,"n_cols":9,"rows_kept":340,"merged":[[0,0,0,8],[2,0,2,8]],"flags":["formulas_cached_only"]}
["SCHOOL DISTRICT FIVE OF LEXINGTON AND RICHLAND COUNTIES"]
[]
["DUTCH FORK MIDDLE"]
[]
[]
["AREA","UNIT #","TYPE","MANUF.","MODEL","SERIAL NO.","TONS","VOLTAGE","YEAR"]
[501,"501 HP 63","AHU","Carrier","FA4ANF036","3198A23443",null,"208/230",1998]
[501,"HP 501","CU","Carrier","38YCC036300","3298E20199",3,"208/230/1",1998]
[502,"502 HP 64","AHU","Carrier","FA4ANF048","3497A18710",null,"208/230",1998]
[502,"HP 502","CU","Carrier","38YCC042300","2698E21860",3.5,"208/230/1",1998]
[503,"503 HP 65","AHU","Carrier","FA4ANF048","0597A16545",null,"208/230",1998]
[503,"HP 503","CU","Carrier","38YCC042300","2698E21818",3.5,"208/230/1",1998]
[509,"509 HP 66","AHU","Carrier","FA4ANF060","3198A25039",null,"208/230",1998]
[509,"HP 509","CU","Carrier","38YCC060300","2498E01297",5,"208/230",1998]
["Practice Rm","OHP4","OHP4","Carrier","38AQS008-501","1598G00156",null,"208/230",1998]
["Practice Rm","HP-P","CU","Carrier","38YCC036300","3298E20159",3,"208/230/1",1998]
["Band","506 HP 68","AHU","Carrier","40RMQ008-B600HC","1698F37265",null,"208/230",1998]
["Band","HP 506","CU","Carrier","38AQS008-501","1798G00237",7.5,"208/230/3",1998]
[505,"505 HP 69","AHU","Carrier","40RMQ008-B600HC","1698F37264",null,"208/230",1998]
[505,"HP 505","CU","Carrier","38AQS008-501","1598G00156",7.5,"208/230/3",1998]
[508,"508 HP 70","AHU","Carrier","FA4ANF060","0998A17738",null,"208/230",1998]
[508,"HP-508","CU","Carrier","38YCC060300","2498E01341",null,"208/230/1"]
[504,"504 HP 71","AHU","Carrier","FA4ANF060","1598A14721",null,"208/230",1998]
[504,"HP 504","CU","Carrier","38YCC060300","2498E01353",5,"208/230/1",1998]
["Rm 507","507 HP 72","AHU","Carrier","FA4ANF060","0998A17708",null,"208/230",1998]
["Rm 507","HP 507","CU","Carrier","38YCC060300","2498E01352",5,"208/230/1",1998]
["Faculty Dining","Fac Din HP 72","AHU","Carrier","FA4NF036","2798A22248",null,"208/230",1998]
["Faculty Dining","HP-FD","CU","Carrier","38YCC036300","329E20194",3,"208/230",1998]
["Café 1","Cafe","AHU1","Carrier","48RMQ016-B600HC","0598F20448",null,"208/230",1998]
["Café 1","Cafe","Cafe CU1","Carrier","38AQ5016-500","0698F22431",15,"208/230",1998]
["Café 2","Cafe","AHU2","Carrier","48RMQ016-B600HC","0598F20431",null,"208/230",1998]
["Café 2","Cafe","Cafe CU2","Carrier","38AQ5016-500","0698F22369",15,"208/230/3",1998]
["Café 3","Cafe","AHU3","Carrier","48RMQ016-B600HC","0598F20458",null,"208/230",1998]
["Café 3","Cafe","Cafe CU3","Carrier","38AQ5016-500","0698F22432",15,"208/230",1998]
["Café 4","Cafe","AHU4","Carrier","48RMQ016-B600HC","0798F23766",null,"208/230",1998]
["Café 4","Cafe","Cafe CU4","Carrier","38AQ5016-500","0798F23953",15,"208/230/3",1998]
["Kitchen","Kitchen HP 78","HP 78","Carrier","50EJQ024B-500-NA","0597F51065",20,"208/230",1998]
["Gym","Gym HP 79","AHU 1","Carrier","40RM1016-B600HC","0798F23738",null,"208/230",1998]
[null,"HP-GYM-B","CU","Carrier","38AQS016-500","0698F22370",15,"208/230/3",1998]
["Girl's Locker room","HP 80","AHU","Carrier","40RMQ008-B600HC","1898F39921",null,"208/230",1998]
[null,"HP-GIRLS LOCKER","CU","Carrier","38AQS008-501","1798G00236",7.5,"208/230/3",1998]
["Gym 3","HP 81","AHU","Carrier","40RM1016-B600HC","0798F23727",null,"208/230",1998]
[null,"HP-GYM-A","CU","Carrier","38AQS016-500","0798F23986",15,"208/230/3",1998]
["Gym 2","HP 82","AHU","Carrier","40RM1016-B600HC","0798F20711",null,"208/230",1998]
[null,"HP-GYM","CU","Carrier","38AQS016-500","0698F22338",15,"208/230/1",1998]
["Boy's Locker room","HP 83","AHU","Carrier","40RMQ008-B600HC","189F39917",null,"208/230",1998]
[null,"HP-BOYS LOCKER","CU","Carrier","38AQS008-501","1798G00247",7.5,"208/230/3",1998]
[]
[{"$nulls":4},"UPDATE"]
[]
["Section A - VAV'S","AHU-A","AHU","Trane","CSAA035UAEO","K13E44878",null,"230/460",2013]
[]
[null,"VAV-A1","Diffuser","Trane","VCCF",{"$nulls":3},2013]
["1-Classroom A12"]
["2-Classroom A12"]
["3-Classroom A12"]
["4-ClassroomA12"]
[null,"VAV-A2","Diffuser","Trane","VCCF",{"$nulls":3},2013]
["1-Corridor A01"]
["2-Classroom A09"]
["3-Classroom A09"]
["4-Classroom A09"]
["5-Classroom A09"]
[null,"VAV-A3","Diffuser","Trane","VCCF",{"$nulls":3},2013]
["1-Classroom A13"]
["2-Classroom A13"]
["3-Classroom A13"]
["4-Classroom A13"]
[null,"VAV-A4","Diffuser","Trane","VCCF",{"$nulls":3},2013]
["1-Classroom A08"]
["2-Classroom A08"]
["3-Classroom A08"]
["4-Classroom A08"]
[null,"VAV-A5","Diffuser","Trane","VCCF",{"$nulls":3},2013]
["1-Classroom A14"]
["2-Classroom A14"]
["3-Classroom A14"]
["4-Classroom A14"]
[null,"VAV-A6","Diffuser","Trane","VCCF",{"$nulls":3},2013]
["1-Classroom A07"]
["2-Classroom A07"]
["3-Classroom A07"]
["4-Classroom A07"]
[null,"VAV-A7","Diffuser","Trane","VCCF",{"$nulls":3},2013]
["1-Science A18"]
["2-Science A18"]
["3-Science A18"]
["4-Science A18"]
["5-Storage A15"]
["6-Prep A17"]
[null,"VAV-A8","Diffuser","Trane","VCCF",{"$nulls":3},2013]
["1-Corridor A01"]
["2-Classroom A06"]
["3-Classroom A06"]
["4-Classroom A06"]
["5-Classroom A06"]
[null,"VAV-A9","Diffuser","Trane","VCCF",{"$nulls":3},2013]
["1-Classroom A08"]
["2-Classroom A08"]
["3-Classroom A08"]
["4-Classroom A08"]
[null,"VAV-A10","Diffuser","Trane","VCCF",{"$nulls":3},2013]
["1-Science A22"]
["2-Science A22"]
["3-Science A22"]
["4-Science A22"]
["5-Storage A19"]
["6-Prep A21"]
[null,"VAV-A11","Diffuser","Trane","VCCF",{"$nulls":3},2013]
["1-Classroom A04"]
["2-Classroom A04"]
["3-Classroom A04"]
["4-Classroom A04"]
[null,"VAV-A12","Diffuser","Trane","VCCF",{"$nulls":3},2013]
["1-Classroom A23"]
["2-Classroom A23"]
["3-Classroom A23"]
["4-Classroom A23"]
[null,"VAV-A13","Diffuser","Trane","VCCF",{"$nulls":3},2013]
["1-Classroom A03"]
["2-Classroom A03"]
["3-Classroom A03"]
["4-Classroom A03"]
[null,"VAV-A14","Diffuser","Trane","VCCF",{"$nulls":3},2013]
["1-Classroom A24"]
["2-Classroom A24"]
["3-Classroom A24"]
["4-Classroom A24"]
[null,"VAV-A15","Diffuser","Trane","VCCF",{"$nulls":3},2013]
["1-Corridor A01"]
["2-Classroom A02"]
["3-Classroom A02"]
["4-Classroom A02"]
["5-Classroom A02"]
[]
["Section BD-VAV'S","AHU-BD","AH","Trane","CSAA030UAEO","K13E44884",null,"206-230/460",2013]
[]
[null,"VAV-B1","Diffuser","Trane","VCCF",{"$nulls":3},2013]
["1-Media Center B02"]
["2-Media Center B02",null,"Sidewall"]
["3-Media Center B02"]
["4-Media Center B02"]
["5-Media Center B02"]
["6-Media Center B02",null,"Sidewall"]
["7-Media Center B02"]
["8-Media Center B02"]
[null,"VAV-B2","Diffuser","Trane","VCCF",{"$nulls":3},2013]
["1-Media Center B02"]
["2-Media Center B02",null,"Sidewall"]
["3-Media Center B02"]
["4-Media Center B02"]
["5-Media Center B02"]
["6-Media Center B02",null,"Sidewall"]
["7-Media Center B02"]
["8-Media Center B02"]
[null,"VAV-B3","Diffuser","Trane","VCCF",{"$nulls":3},2013]
["1-Control Booth B05"]
["2-File Server B06"]
["3-TV Studio B03"]
["4-Prop Storage B04"]
["5-TV Studio B03"]
[null,"VAV-B4","Diffuser","Trane","VCCF",{"$nulls":3},2013]
["1-A/V Storage B07"]
["2-Toilet B08"]
["3-Storage B11"]
["4-Media Office B09"]
["5-Work Area B10"]
["6-Work Area B10"]
[null,"VAV-D1","Diffuser","Trane","VCCF",{"$nulls":3},2013]
["1-Lobby D01"]
["2-Lobby D01"]
["3-Lobby D01"]
["4-Lobby D01"]
[null,"VAV-D2","Diffuser","Trane","VCCF",{"$nulls":3},2013]
["1-Waiting D04"]
["2-Lobby D05"]
["3-G.C. D06"]
["4-D.C. D03"]
["5-Psychologist D08"]
[null,"VAV-D3","Diffuser","Trane","VCCF",{"$nulls":3},2013]
["1-Waiting D23"]
["2-Waiting D23"]
["3-P.A. D23b"]
["4-Storage D23a"]
["5-Secretaries D24"]
["6-Secretaries D24"]
["7-Bookkeeping D24a"]
["8-Corridor"]
["9-Corridor"]
["10-Work Area D25"]
["11-Vault D26"]
["12-Conference D27"]
["13-Storage D31"]
["14-Toilet D30"]
["15-Toilet D29"]
["16-Toilet D28"]
[null,"VAV-D4","Diffuser","Trane","VCCF",{"$nulls":3},2013]
["1-Medicine D22"]
["2-Nurse D21"]
["3-Cot D18"]
["4-Cot D16"]
["5-Toilet D17"]
["6-Toilet D19"]
["7-Secretary D15"]
[null,"VAV-D5","Diffuser","Trane","VCCF",{"$nulls":3},2013]
["1-Asst. Principal D09"]
[null,"VAV-D6","Diffuser","Trane","VCCF",{"$nulls":3},2013]
["1-Asst. Principal D10"]
[null,"VAV-D7","Diffuser","Trane","VCCF",{"$nulls":3},2013]
["1-Office D11"]
["2-Office D11"]
[null,"VAV-D8","Diffuser","Trane","VCCF",{"$nulls":3},2013]
["1-Toilet D12"]
["2-Principal D14"]
[]
["Section C-VAV's","AHU-C","AH","Trane","CSAA035UAEO","K13E44890",null,"230/460",2013]
[]
[null,"VAV-C1","Diffuser","Trane","VCCF",{"$nulls":3},2013]
["1-Classroom C24"]
["2-Classroom C24"]
["3-Classroom C24"]
["4-Classroom C24"]
[null,"VAV-C2","Diffuser","Trane","VCCF",{"$nulls":3},2013]
["1-Corridor C01"]
["2-Classroom C04"]
["3-Classroom C04"]
["4-Classroom C04"]
["5-Classroom C04"]
[null,"VAV-C3","Diffuser","Trane","VCCF",{"$nulls":3},2013]
["1-Classroom C23"]
["2-Classroom C23"]
["3-Classroom C23"]
["4-Classroom C23"]
[null,"VAV-C4","Diffuser","Trane","VCCF",{"$nulls":3},2013]
["1-Classroom C05"]
["2-Classroom C05"]
["3-Classroom C05"]
["4-Classroom C05"]
[null,"VAV-C5","Diffuser","Trane","VCCF",{"$nulls":3},2013]
["1-Science C22"]
["2-Science C22"]
["3-Science C22"]
["4-Science C22"]
["5-Storage C19"]
["6-Prep C21"]
[null,"VAV-C6","Diffuser","Trane","VCCF",{"$nulls":3},2013]
["1-Classroom C06"]
["2-Classroom C06"]
["3-Classroom C06"]
["4-Classroom C06"]
[null,"VAV-C7","Diffuser","Trane","VCCF",{"$nulls":3},2013]
["1-Classroom C07"]
["2-Classroom C07"]
["3-Classroom C07"]
["4-Classroom C07"]
[null,"VAV-C8","Diffuser","Trane","VCCF",{"$nulls":3},2013]
["1-Science C18"]
["2-Science C18"]
["3-Science C18"]
["4-Science C18"]
[null,"VAV-C9","Diffuser","Trane","VCCF",{"$nulls":3},2013]
["1-Corridor C01"]
["2-Classroom C08"]
["3-Classroom C08"]
["4-Classroom C08"]
["5-Classroom C08"]
[null,"VAV-C10","Diffuser","Trane","VCCF",{"$nulls":3},2013]
["1-Science C19"]
["2-Science C19"]
["3-Science C19"]
["4-Science C19"]
["5-Storage C15"]
["6-Prep C17"]
[null,"VAV-C11","Diffuser","Trane","VCCF",{"$nulls":3},2013]
["1-Classroom C04"]
["2-Classroom C04"]
["3-Classroom C04"]
["4-Classroom C04"]
[null,"VAV-C12","Diffuser","Trane","VCCF",{"$nulls":3},2013]
["1-Classroom C13"]
["2-Classroom C13"]
["3-Classroom C13"]
["4-Classroom C13"]
[null,"VAV-C13","Diffuser","Trane","VCCF",{"$nulls":3},2013]
["1-Classroom C10"]
["2-Classroom C10"]
["3-Classroom C10"]
["4-Classroom C10"]
[null,"VAV-C14","Diffuser","Trane","VCCF",{"$nulls":3},2013]
["1-Classroom C12"]
["2-Classroom C12"]
["3-Classroom C12"]
["4-Classroom C12"]
[null,"VAV-C15","Diffuser","Trane","VCCF",{"$nulls":3},2013]
["1-Corridor  "]
["2-Classroom C11"]
["3-Classroom C11"]
["4-Classroom C11"]
["5-Classroom C11"]
[]
[]
["Girls RR B-26","EF-1A","EF","Greenheck","SP-A900-QD",13247685,null,120,2013]
["Boys RR B-23","EF-1B","EF","Greenheck","SP-A900-QD",13225078,null,120,2013]
["Girls RR  ","EF-C1","EF","Greenheck","SP-A900-QD",13225075,null,120,2013]
["Boys RR B-30","EF-1D","EF","Greenheck","SP-A900-QD",13247684,null,120,2013]
["Prep Room A-17","EF-2A","EF","Greenheck","SP-A250-QD",13303442,null,120,2013]
["Prep Room A-21","EF-2B","EF","Greenheck","SP-A250-QD",13303440,null,120,2013]
["Prep Room C-21","EF-2C","EF","Greenheck","SP-A250-QD",13303441,null,120,2013]
["Prep Room C-17","EF-2D","EF","Greenheck","SP-A250-QD",13303450,null,120,2013]
["Electrical A-11","EF-3A","EF","Greenheck","CSP-A1050",13298256,null,122,2013]
["Electrical C-3","EF-3B","EF","Greenheck","CSP-A1050",13298257,null,122,2013]
["Toilets D12-D30","EF-4","EF","Greenheck","SP-A390-QD",13312632,null,120,2013]
["Toilet D-17","EF-5A","EF","Greenheck","SP-B110-QD",40037397,null,120,2013]
["Toilet D-17","EF-5B","EF","Greenheck","SP-B110-QD","40037397-0004",null,120,2013]
["Toilet B-8","EF-5C","EF","Greenheck","SP-B110-QD","40037397-0016",null,120,2013]
["Science B14","EF-9A","EF","Greenheck","SP-A1550",13184759,null,119,2013]
[]
[]
["AREA","UNIT #","TYPE","MANUF.","MODEL","SERIAL NO.","TONS","VOLTAGE","YEAR"]
[null,"CU-1-A",null,"Mitsubishi","PUY-A16NHA","78090737D",null,"208/230/1"]
[null,"ACCU-A",null,"Trane","RAUJC604BC1300DF00000","C13E03159",null,"460/3"]
[null,"ACCU-E",null,"Trane","RAUJC604BC1300DF00000","C14E03029"]
[null,"ACCU-BD",null,"Trane","RAUJC404BC1300DF00000","C13E03161",null,"460/3"]
[null,"ACCU-C",null,"Trane","RAUJC604BC1300DF00000","C13E03160",null,"460/3"]
[null,"ACCU-F",null,"Trane","RAUJC504BC1300DF00000","C14E03030",null,"460/3"]
[null,"HP-508",null,"Carrier","38YCC060300","2498E01341",null,"208/230/1"]
[null,"Portable-6",null,"Bard","WH361-A10RXXXXQ EHWH36-A10","125H072354474-02",null,"208/230/1"]
[null,"REF-2-K-1",null,"CentriMaster","PNN135E2","QWE126020",null,"115/1"]
[null,"REF-2-K-2",null,"CentriMaster","PNN135E2","QWE126020",null,"115/1"]
[null,"REF-K-1",null,"Jenn Fann","CRDD100A","95A0510601",null,"115/208-230/1"]
[null,"KEF-1-HOOD",null,"Cook","300CPS","No Serial #",null,"208/3"]
[null,"KSF-1-HOOD",null,"Cook","200KSPB","No Serial #",null,"208/3"]
[null,"REF-1-K-1",null,"CentriMaster","PNN100E","QWE126018",null,"230/1"]
[null,"REF-1-K-2",null,"CentriMaster","PNN100E","QWE126018"]
[null,"REF-K-7",null,"CentriMaster","PNU135","QWE126023",null,"115/1"]
[null,"REF-K-6",null,"CentriMaster","PNU135","QWE126023",null,"115/1"]
[null,"REF-K-5",null,"CentriMaster","PNU120","QWE126021",null,"115/1"]
[null,"REF-K-8",null,"CentriMaster","PNU135","QWE126023",null,"115/1"]
[null,"REF-K-9",null,"CentriMaster","PNU135","QWE126023",null,"115/1"]
[null,"REF-K-10",null,"CentriMaster","PNU120","QWE126021",null,"115/1"]

{"sheet":"DO","index":12,"n_rows":43,"n_cols":9,"rows_kept":43,"merged":[[0,0,0,8],[2,0,2,8]],"flags":["formulas_cached_only"]}
["SCHOOL DISTRICT FIVE OF LEXINGTON AND RICHLAND COUNTIES"]
[]
["DISTRICT OFFICE"]
[]
[]
["AREA","UNIT #","TYPE","MANUF.","MODEL","SERIAL NO.","Tons","Voltage","YEAR"]
[]
["MAIN BLDG"]
["Tech Dept","RTHP-1","RTHP","Carrier","50TJQ012-601","2196G30466",10," 460/3",1996]
["Alford","RTHP-2","RTHP","Carrier","50TJQ008-601","4096G30471",7.5," 460/3",1996]
["Dukes","RTHP-3","RTHP","Amer Std","WCH090C400BC","K31014480",7.5," 460/3",1995]
["Soltis","RTHP-4","RTHP","Amer Std","WCY060F300AA","K172XYS2H",5," 208/230-3",1995]
["Stowers","RTHP-5","RTHP","Carrier","50HX-042-01AA","4496G40253",3.5," 208/230-1",1996]
["PR ","RTHP-6","RTHP","Carrier","50HJQ006-601","4396G20049",5," 460/3",1996]
["Board Rm","RTHP-7","RTHP","Amer Std","WCH090C400BC","K341014470",7.5," 460/3",1994]
["Supt Off","RTHP-8","RTHP","Carrier","50HX-036-501AB","1595G40141",3," 208/230-3",1996]
["Chandler","RTHP-9","RTHP","Carrier","50HJQ005-601","3495G20270",4," 460/3",1996]
["Payroll","RTHP-10","RTHP","Carrier","50TCQA07A2A6A0A0A0","4312C88419",6," 460/3",2012]
["Print Shop","RTHP-11","RTHP","Carrier","50HJQ005-501","4796G20100",4," 208/230-3",1996]
["Computer Room",null,"RTHP","Trane","WCD048400BC","M18101617D",4,"460/3",1997]
[{"$nulls":6},67]
["REF 1","REF-12","Rf Exh Fan","Greenheck","CBE 184",310273,null,"115/1",2002]
["REF 2","REF-13","Rf Exh Fan","Greenheck","CE 9 DGE",306749,null,"115/1",2002]
["Melton",14]
["At ladder",null,"Water Htr","RUUD","PES 40-2","1094C18885   40 GAL"]
["MAINT BLDG"]
["AH-1",null,"AHU (gas)","Amana"," Converted to Propane  "," No numbers",null,null,1976]
["CU-1",null,"Cond Unit","Trane","TTD760B100A1","D21225711",{"v":4.458333333333333,"d":"4"}," 208/230",1989]
["WAREHOUSE "]
["OFFICES"]
["PHP-1",1,null,"Trane","WSH180E3RNA0001A2","134310451D",15,"208/3",2013]
["WH-1",1,"Water Htr","Rheem","82SV40-2","RH Q411305521",null,"240/208","2013-10-07"]
[]
[null,"RTHP-24",null,"Trane","TSC060A4E0A2T-000000000000","806101630L",null,"460/3",2008]
[null,"RTHP-24-A",null,"Trane","TSC060A3E0A2R-000000000000","804102847L",null,"208/230/3",2008]
[null,"CU-1",null,"Carrier","8BK012320","2856Y2071E",null,"208/230/1"]
[" ","Portable-1",null,"Bard","WH361-A00","125F082501211-02",null,"208/230/1"]
[null,"Portable-2",null,"Bard","WH361-A00","125A082451738-02",null,"208/230/1"]
[null,"Portable-3",null,"Bard","WH361-A10","125H08252022-02",null,"208/230/1"]
[null,"Portable-4",null,"Bard","No data available"]
[null,"Portable-5",null,"Bard","WH361-A10","125K082546319-02",null,"208/230/1"]
[null,"Portable-6",null,"Bard","W36HI-A10 EHWH-A10","309K112833405-02",null,"208/230/1"]
[null,"CU-26"]

{"sheet":"HECES","index":13,"n_rows":87,"n_cols":9,"rows_kept":87,"merged":[[0,0,0,8],[2,0,2,8]],"flags":["formulas_cached_only"]}
["SCHOOL DISTRICT FIVE OF LEXINGTON AND RICHLAND COUNTIES"]
[]
["H.E. CORLEY ELEMENTARY"]
[]
[]
["AREA","UNIT NO.","TYPE","MANUF.","MODEL","SERIAL NO.","TONS","VOLTS","INSTALLED"]
[" "]
["Theatre","RTU-A1-A","RTHP","Carrier","48TCDE12A2A2A6AOB2D0","2710G50551",10,"460/3",2010]
["Theatre","RTU-A1-B","RTHP","Carrier","48TCDE12A2A2A6AOB2D0","2710G50552",10,"460/3",2010]
["Princ Off","RTU-A2","RTGP","Carrier","48TCDB06A2A6A0B2D0","2710G30340",5,"460/3",2010]
["Guidance","RTU-A3","RTHP","Carrier","50TCQA05A2A6A0A0A0","2409G50256",4,"460/3",2009]
["Media, AP","RTU-A4","RTHP","Carrier","48TCDB04A2A6A0B0B0D0","2710G30377",3,"460/3",2010]
["Media Ctr","RTU-A5","RTHP","Carrier","48TCDE08A2A6A0B2D0","2810G20471",7.5,"460/3",2010]
["Nurse, Wrkrm, Lnge","RTU-A6","RTHP","Carrier","50TCQA05A2A6A0A0A0","2409G50262",4,"460/3",2009]
[100,"RTU-F1","RTGP","Carrier","48HJD005-H-651-V","2608G20634",4,"460/3",2008]
["101-102","RTU-F2","RTGP","Carrier","48SD-024060311TP","2707G41159",2,"208/230/1",2008]
[103,"RTU-F3","RTGP","Carrier","48SD-024060301TP","0407G50910",2,"208/230/1",2008]
[104,"RTU-F4","RTGP","Carrier","48HJE004-H-641-V","2608G10535",3,"460/3",2008]
[105,"RTU-F5","RTGP","Carrier","48HJE004-H-641-V","2008G40842",3,"460/3",2008]
[106,"RTU-F6","RTGP","Carrier","48HJE004-H-641-V","2008G40837",3,"460/3",2008]
[107,"RTU-F7","RTGP","Carrier","48HJE004-H-641-V","2008G40848",3,"460/3",2008]
[108,"RTU-F8","RTGP","Carrier","48HJE004-H-641-V","2008G40844",3,"460/3",2008]
[109,"RTU-F9","RTGP","Carrier","48HJE004-H-641-V","2008G40843",3,"460/3",2008]
[110,"RTU-F10","RTGP","Carrier","48HJE004-H-641-V","2008G40841",3,"460/3",2008]
[111,"RTU-F11","RTGP","Carrier","48HJE004-H-641-V","2008G40846",3,"460/3",2008]
[112,"RTU-F12","RTGP","Carrier","48HJE004-H-6---V","2008G40845",3,"460/3",2008]
[113,"RTU-F13","RTGP","Carrier","48HJE004-H-641-V","2008G40847",3,"460/3",2008]
[114,"RTU-F14","RTGP","Carrier","48HJE004-H-641-V","2008G40840",3,"460/3",2008]
[115,"RTU-F15","RTGP","Carrier","48HJE004-H-641-V","2008G40836",3,"460/3",2008]
[116,"RTU-F16","RTGP","Carrier","48HJE004-H-641-V","2008G40839",3,"460/3",2008]
[117,"RTU-F17","RTGP","Carrier","48HJE004-H-641-V","2008G40838",3,"460/3",2008]
[200,"RTU-E1","RTGP","Carrier","48HJE004-H-641-V","2509G40281",3,"460/3",2009]
[201,"RTU-E2","RTGP","Carrier","48HJE004-H-641-V","2509G40280",3,"460/3",2009]
[202,"RTU-E3","RTGP","Carrier","48HJE004-H-641-V","2509G20259",3,"460/3",2009]
[203,"RTU-E4","RTGP","Carrier","48HJE004-H-641-V","2509G20311",3,"460/3",2009]
[204,"RTU-E5","RTGP","Carrier","48HJE004-H-641-V","2509G20310",3,"460/3",2009]
[205,"RTU-E6","RTGP","Carrier","48HJE004-H-641-V","2509G30260",3,"460/3",2009]
[206,"RTU-E7","RTGP","Carrier","48HJE004-H-641-V","2509G20306",3,"460/3",2009]
[207,"RTU-E8","RTGP","Carrier","48HJE005-H-661-V","2509G30270",3,"460/3",2009]
[208,"RTU-E9","RTGP","Carrier","48HJE004-H-641-V","2509G20313",3,"460/3",2009]
[209,"RTU-E10","RTGP","Carrier","48HJE004-H-641-V","2509G40559",3,"460/3",2008]
[210,"RTU-E11","RTGP","Carrier","48HJE004-H-641-V","2509G20309",3,"460/3",2009]
[211,"RTU-E12","RTGP","Carrier","48HJE004-H-641-V","2509G20315",3,"460/3",2009]
[212,"RTU-E13","RTGP","Carrier","48HJE004-H-641-V","2509G20305",3,"460/3",2009]
[213,"RTU-E14","RTGP","Carrier","48HJE004-H-641-V","2509G20317",3,"460/3",2009]
[311,"RTU-D1","RTGP","Carrier","48HJE004-H-641-V","2509G20316",3,"460/3",2009]
[300,"RTU-D2","RTGP","Carrier","48HJE004-H-641-V","2509G20314",3,"460/3",2009]
[null,"RTU-D3","RTGP","Carrier","48HJE004-H-641-V","2509G20307"," ","460/3",2009]
[301,"RTU-D4","RTGP","Carrier","48HJE004-H-641-V","2509G30263",3,"460/3",2009]
[309,"RTU-D5","RTGP","Carrier","48HJE004-H-641-V","2509G20319",3,"460/3",2009]
[302,"RTU-D6","RTGP","Carrier","48HJE004-H-641-V","2509G20318",3,"460/3",2009]
[308,"RTU-D7","RTGP","Carrier","48HJE004-H-641-V","2509G20312",3,"460/3",2009]
[303,"RTU-D8","RTGP","Carrier","48HJE004-H-641-V","2509G30262",3,"460/3",2009]
[307,"RTU-D9","RTGP","Carrier","48HJE004-H-641-V","2509G20361",3,"460/3",2009]
[304,"RTU-D10","RTGP","Carrier","48HJE004-H-641-V","2509G20308",3,"460/3",2009]
["305-306","RTU-D11","RTGP","Trane","YSC090A4RHA-2V000000000000","733100044L",7.5,"460/3",2007]
[400,"RTU-B7","RTGP","Carrier","48SD024040311TP","1908G12226",2,"208/230/1",2008]
[401,"RTU-B5","RTGP","Carrier","48HJE004-H-641-V","2608G10538",2,"460/3",2008]
[402,"RTU-B3","RTGP","Carrier","48HJE004-H-641-V","2008G40849",3,"460/3",2008]
[403,"RTU-B1","RTGP","Carrier","48HJE004-H-641-V","2608G10536",3,"460/3",2008]
[404,"RTU-B2","RTGP","Carrier","48HJE004-H-641-V","2608G10537",3,"460/3",2008]
[405,"RTU-B4","RTGP","Carrier","48HJE004-H-641-V","2608G10539",3,"460/3",2008]
[406,"RTU-B6","RTGP","Carrier","48HJE004-H-651-V","2008G40789",3,"460/3",2008]
[407,"RTU-B8","RTGP","Carrier","48SD024040311TP","2108G11218",2,"460/3",2008]
["Café","RTU-C1","RTGP","Carrier","48TMD025-611QA","1309U06068",20,"460/3",1990]
["Kitchen","RTU-C2","RTGP","Carrier","48TMD025-611QA","1309U06069",20,"460/3",1990]
["Gym Back","RTU-C3","RTGP","Carrier","48HJD012-H-681-V","2309G40795",10,"460/3",2009]
["Gym","RTU-C4","RTGP","Carrier","48HJD012-H-681-V","2309G40794",10,"460/3",2009]
[null,"CU-C1"," ","Mitsubishi","PUY-A18NHA","78U90785D",null,"208/230/1"]
["Kitchen","KEF-1-HOOD","Exh Fan","Cook","04B-523703500","300B10B",null,115,1988]
["Kitchen","KSF-1-HOOD","Exh Fan"," ","300NESS-SE2DK2B",793282,null,110,1990]
[null,"EF-A1","Exh fan","Penn","XV60","No Serial #",null,115,1990]
[null,"EF-A2","Exh fan","Penn","AB35","No Serial #",null,115,1990]
[null," "," "," "," "," "," ","  "," "]
[null,"EF-F1","Exh fan","Penn","BB45","No Serial #",null,115,1990]
[null,"EF-F2","Exh fan","Penn","AB35","No Serial #",null,115,1990]
[null,"EF-E1","Exh Fan","Penn","CB18","EF-E1",null,115,1990]
[null," "," "," "," "," "," "," "," "]
[null,"REF-1-B","Exh Fan","Penn","12B","No Serial #",null,115,1990]
[null,"EF-4","Exh Fan","Penn","XV60","No Serial #",null,115]
[null,"EF-D2","Exh Fan","Penn","AB10","No Serial #",null,115,1990]
[null,"EF-B2","Exh Fan","Penn","FMX12T","No Serial #",null,115,1990]
[null,"EF-D1",null,"Greenheck","GB-101-4",124938761106]
[null,"EF-C5",null,"Greenheck","GB-141-4",124938751106]
[null,"EF-C3",null,"Greenheck","CUBE-141-4-X",124938741106]
[null,"EF-A-1-Kitchen",null,"Penn","FX10R","M09AL94858967",null,115]
[null,"EF-A-2-Kitchen",null,"Penn","FX10R","M09AL94859967",null,115]

{"sheet":"HWE","index":14,"n_rows":151,"n_cols":8,"rows_kept":151,"merged":[[0,0,0,7],[2,0,2,7]],"flags":["formulas_cached_only"]}
["SCHOOL DISTRICT FIVE OF LEXINGTON AND RICHLAND COUNTIES"]
[]
["HARBISON WEST ELEMENTARY"]
[]
[]
["UNIT #","TYPE","MANUF.","MODEL","SERIAL NO.","TONS","VOLTS","YEAR"]
[1,"RTU-1","Carrier","48TJE006-601BR","2499G21067",5,460,1999]
[2,"RTU-2","Carrier","48TJE006-601BR","2399G20850",5,460,1999]
[3,"RTU-3","Carrier","48GS-024060301","2599G10979",2,"208/230",1999]
[4,"RTU-4","Carrier","48TJE006-601BR","2499G21061",5,460,1999]
[5,"RTU-5","Carrier","48TJE006-601BR","2499G21063",5,460,1999]
[6,"RTU-6","Carrier","48TJE006-601BR","2499G21065",5,460,1999]
[7,"RTU-7","Carrier","48TJE005-611BR","2499G20796",4,460,1999]
[8,"RTU-8","Carrier","48TJE005-611BR","2499G20788",4,460,1999]
[9,"RTU-9","Carrier","48GS-024060301","2599G10941",2,"208/230",1999]
[10,"RTU-10","Carrier","48TJE005-611BR","2499G20789",4,460,1999]
[11,"RTU-11","Carrier","48TJE005-611BR","2499G20798",4,460,1999]
[12,"RTU-12","Carrier","48TJE005-611BR","2399G20660",4,460,1999]
[13,"RTU-13","Carrier","48TJE008-621BR","2399G30119",7.5,460,1999]
[14,"RTU-14","Carrier","48TJE008-621BR","2399G30121",7.5,460,1999]
[15,"RTU-15","Carrier","48TJE008-621BR","2399G30120",7.5,460,1999]
[16,"RTU-16","Carrier","48TJE008-621BR","2399G30122",7.5,460,1999]
[17,"RTU-17","Carrier","48TJE006-601BR","2399G20838",5,460,1999]
[18,"RTU-18","Carrier","48TJE008-621BR","2399G30118",7.5,460,1999]
[19,"RTU-19","Carrier","48GS-024060301","1999G10976",2,"208/230",1999]
[20,"RTU-20","Carrier","48TJE005-611BR","2399G20659",4,460,1999]
[21,"RTU-21","Carrier","48TJE005-611BR","2499G20800",4,460,1999]
[22,"RTU-22","Carrier","48TJE005-611BR","2499G20786",4,460,1999]
[23,"RTU-23","Carrier","48GS-024060301","2599G10944",2,"208/230",1999]
[24,"RTU-24","Carrier","48TJE005-611BR","2399G20658",4,460,1999]
[25,"RTU-25","Carrier","48TJE005-611BR","2499G20799",4,460,1999]
[26,"RTU-26","Carrier","48TJE005-611BR","2499G20790",4,460,1999]
[27,"RTU-27","Carrier","48TJE006-601BR","2499G21064",5,460,1999]
[28,"RTU-28","Carrier","48GS-024060301","1999G10979",2,"208/230",1999]
[29,"RTU-29","Carrier","48TJE006-601BR","2499G21062",5,460,1999]
[30,"RTU-30","Carrier","48TJE006-601BR","2499G21060",5,460,1999]
[31,"RTU-31","Carrier","48TJE006-601BR","2499G21066",5,460,1999]
[38,"RTU-38","Carrier","48TJE005-611BR","3000G20798",4,460,2000]
[40,"RTU-40","Carrier","48TJE006-611BR","2900G24440",5,460,2000]
[41,"RTU-41","Carrier","48TJE006-611BR","2900G24441",5,460,2000]
[42,"RTU-42","Carrier","48TJE006-611BR","2900G24443",5,460,2000]
[43,"RTU-43","Carrier","48GS-024060301AD","2600G14324",2,"208/230",2000]
[44,"RTU-44","Carrier","48TJE006-611BR","2900G24432",5,460,2000]
[45,"RTU-45","Carrier","48TJE006-611BR","2900G24436",5,460]
[46,"RTU-46","Carrier","48TJE006-611BR","2900G24454",5,460,2000]
[47,"RTU-47","Carrier","48TJE006-611BR","2900G24430",5,460,2000]
[48,"RTU-48","Carrier","48TJE006-611BR","2900G24433",5]
[49,"RTU-49","Carrier","48GS-024060301AD","2600G14323",2,"208/230",2000]
[50,"RTU-50","Carrier","48TJE006-611BR","2900G24439",5,460,2000]
[51,"RTU-51","Carrier","48TJE006-611BR","2900G24442",5,460,2000]
[52,"RTU-52","Carrier","48GS-018040301AD","2600G10334",1.5,460,2000]
[53,"RTU-53","Carrier","48TJD008-621BR","2600G30058",7.5,460,2000]
[54,"RTU-54","Carrier","48TJD008-621BR","2600G30062",7.5,460,2000]
[55,"RTU-55","Carrier","48TJE006-611BR","2900G24435",5,460,2000]
[56,"RTU-56","Carrier","48TJE004-611RW","2600G20663",3,460,2000]
[57,"RTU-57","Carrier","48TJE006-611BR","2900G24431",5,460,2000]
[58,"RTU-58","Carrier","48TJE006-611BR","3000G24407",5,460,2000]
[59,"RTU-59","Carrier","48TJE005-611BR","3000G20799",4,460,2000]
[60,"RTU-60","Carrier","48GS-018040301AD","2600G10335",1.5,"208/230",2000]
[61,"RTU-61","Carrier","48TJE005-611BR","3000G20800",4,460,2000]
[74,"RTU-74","Carrier","48GS-024060301AD","2600G14320",2,"208/230",2000]
[75,"RTU-75","Carrier","48GS-024060301AD","2600G14329",2,"208/230",2000]
[76,"RTU-76","Carrier","48TJE004-611RW","2600G20662",3,460,2000]
[77,"RTU-77","Carrier","48TJE005-611BR","3000G20802",4,460,2000]
[78,"RTU-78","Carrier","48TJE005-611BR","3000G20797",4,460,2000]
[79,"RTU-79","Carrier","48GS-024060301AD","2600G14319",2,"208/230",2000]
[81,"RTU-81","Carrier","48TJE004-611RW","2600G20659",3,460,2000]
[88,"RTU-88","Carrier","48TJD008-621BR","2900G30026",7.5,460,2000]
[89,"RTU-89","Carrier","48TJD008-621BR","2600G30061",7.5,460,2000]
[90,"RTU-90","Carrier ","48TJD008-621BR","2600G30059",7.5,460,2000]
[91,"RTU-91","Carrier","48TJD008-621BR","2600G34449",7.5,460,2000]
[92,"RTU-92","Carrier","48TJD008-621BR","2600G34450",7.5,460,2000]
[93,"RTU-93","Carrier","48TJD008-621BR","2600G34451",7.5,460,2000]
[32,"RTU-32","Carrier","48GS-018040301AD","2401G12010",1.5,"208/230",2001]
[33,"RTU-33","Carrier","48TFD008-601BA","2401G32049",7.5,460,2001]
[34,"RTU-34","Carrier","48TFD008-601BA","2401G32048",7.5,460,2001]
[35,"RTU-35","Carrier","48TFE004-601BA","2401G22273",3,460]
[36,"RTU-36","Carrier","48TFE006-601BA","2401G22428",5,460,2001]
[37,"RTU-37","Carrier","48TFE006-601BA","2401G22429",5,460,2001]
[39,"RTU-39","Carrier","48GS-0108040301AD","2401G12005",1.5,460,2001]
[62,"RTU-62","Carrier","48TFE005-601BA",2401622363,4,460,2001]
[63,"RTU-63","Carrier","48TFE005-601BA",2401622365,4,460,2001]
[64,"RTU-64","Carrier","48GS-024060301AD",2301611759,2,"208/230",2001]
[65,"RTU-65","Carrier","48TFE006-601BA","2401G22433",5,460,2001]
[66,"RTU-66","Carrier","48TFE006-601BA","2401G22438",5,460,2001]
[67,"RTU-67","Carrier","48TFE005-601BA",2401622364,4,460,2001]
[68,"RTU-68","Carrier","48TFE005-601BA",2401622360,4,460,2001]
[69,"RTU-69","Carrier","48TFE006-601BA","2401G22434",5,460,2001]
[70,"RTU-70","Carrier","48GS-024060301AD","2301G11757",2,"208/230",2001]
[71,"RTU-71","Carrier","48TFE006-601BA","2401G22427",5,460,2001]
[72,"RTU-72","Carrier","48TFE006-601BA","2401G22438",5,460,2001]
[73,"RTU-73","Carrier","48TFE006-601BA","2401G22437",5,460,2001]
[80,"RTU-80","Carrier","48TFE005-601BA","2401G22437",4,460,2001]
[82,"RTU-82","Carrier","48TFE006-601BA","2401G22430",5,460,2001]
[83,"RTU-83","Carrier","48TFE006-601BA","2401G22431",5,460,2001]
[84,"RTU-84","Carrier","48TFE004-601BA","2301G23312",3,460,2001]
[85,"RTU-85","Carrier","48TFE004-601BA","24011G22275",3,460,2001]
[86,"RTU-86","Carrier","48TFE006-601BA","2401G22425",5,460,2001]
[87,"RTU-87","Carrier","48TFE006-601BA","2401G22426",5,460,2001]
[94,"RTU-94","Carrier","48TFJD0442601F93819","2601F93819",3,460,2001]
[95,"RTU-95","Carrier","48HJD017","2001F84017",15,460,2001]
[96,"RTU-96","Carrier","48TFD014-601BA","2401G32390",12.5,460,2001]
[]
[null,"CU-1","Mitsubishi","PUY-A18NHA","78U90784",1.5,"208/230"]
[]
[]
[]
["TAG","MANUF","MODEL #","SERIAL"]
[1,"COOK","120C10D","12456610920000029030901"]
[2,"COOK","90C15DH","12456610920000076210901"]
[3,"COOK","90C15DH","12456610920000076120901"]
[4,"COOK","70C15DH","12456610920000016010901"]
[5,"COOK","90C15DH","12456610920000076200901"]
[6,"COOK","70C15DH","12456610920000016050901"]
[7,"COOK","90C15DH","12456610920000076090901"]
[8,"COOK","90C15DH","12456610920000076050901"]
[9,"COOK","70C15DH","12456610920000016030901"]
[10,"COOK","70C15DH","12456610920000016070901"]
[11,"COOK","90C15DH","12456610920000076010901"]
[15,"COOK","120C10D","12456610920000029010901"]
[16,"COOK","120C10D","1245661092000007010901"]
[17,"COOK","120C10D","12456610920000029040901"]
[18,"COOK","90C15DH","12456610920000076190901"]
[19,"COOK","70C15DH","12456610920000016080901"]
[21,"COOK","90C15DH","12456610920000076080901"]
[24,"COOK","90C15DH","12456610920000076140901"]
[30,"COOK","90C15DH","12456610920000076060901"]
[31,"COOK","70C15DH","12456610920000049010901"]
[35,"COOK","90C15DH","12456610920000076110901"]
[38,"COOK","120C10D","12456610920000029020901"]
[39,"COOK","100C15DH","12456723180000070021201"]
[40,"GREENHECK","6-133-B-X",13535657]
[41,"COOK","70C15DM","12456610920000039010901"]
[42,"COOK","210CPS","124567466010000007010102"]
[43,"COOK","210CPS","67446601000007020102"]
["A","COOK","90C15DH","12456610920000076160901"]
["B","COOK","90C15DH","12456610920000076070901"]
["C","COOK","90C15DH","12456610920000076020901"]
["D","COOK","90C15DH","12456610920000076040901"]
["E","COOK","90C15DH","12456610920000076010901"]
["F","COOK","70C15DH","12456610920000039030901"]
["G","COOK","90C15DH","12456610920000076170901"]
["H","COOK","90C15DH","12456610920000058010901"]
["I","COOK","90C15DH","12456610920000076130901"]
["J","COOK","90C15DH","12456610920000067010901"]
["K","COOK","90C15DH","12456610920000058020901"]
["L","COOK","90C15DH","12456610920000076030901"]
["M","COOK","90C15DH","12456610920000067020901"]
["N","COOK","90C15DH","12456610920000076180901"]
["O","COOK","70C15DH","12456610920000016060901"]
["P","GREENHECK","GB-80-6X-0D","00D07528"]

{"sheet":"IES","index":15,"n_rows":333,"n_cols":7,"rows_kept":333,"merged":[[0,0,0,6],[2,0,2,6]],"flags":["formulas_cached_only"]}
["SCHOOL DISTRICT FIVE OF LEXINGTON AND RICHLAND COUNTIES"]
[]
["IRMO ELEMENTARY"]
[]
[]
["AREA"," UNIT#","MANUF.","MODEL","SERIAL NO.","VOLTS","YEAR"]
[]
[null,"DOAU1","AAON","RN-020-3-0-EA09-144","201104-BNEP04811","460/3",2011]
["DINING A128 X 12"]
[null,"DOAU2","AAON","RN-016-3-0-EA09-144","201104-BNEM04813","460/3",2011]
["GIRLS TOILET "]
["BOYS TOILET"]
["SPANISH A110"]
["CONF. A114"]
["OFFICE WRKRM"]
["READING ROOM"]
["1ST GRADE A135"]
["COMP. CLASS A101"]
["LIT. COACH A102"]
["SCIENCE OFFICE A103"]
["ART A105"]
["SCIENCE A104"]
[null,"DOAU7","AAON","RN-013-3-0-EB09-133","201104-ANEK04808","460/3",2012]
["KITCHEN AREA X 4"]
[null,"DOAU8","AAON","RQ-006-3-V-EB09-124","201104-AYEF00290","460/3",2012]
["CASH A126 X 2"]
[null,"FCU-1-8","MITSUBISHI","PEFY-P54NMHU-E","OZW01437","208/1",2011]
["SERVING A127 X4"]
["SERVING A127 X4"]
[null,"FCU-2-7","MITSUBISHI","PDF4-P12NMV-E","OYW01499","208/1",2011]
["CORRIDOR A131"]
["CORRIDOR A131"]
[null,"FCU-2-8","MITSUBISHI","PEFY-P18NMHU-E","OZW01776","208/1",2011]
["RECEIVING A129 X2"]
["RECEIVING A129 X2"]
[null,"FCU-3-1","MITSUBISHI","PEFY-P48NMHU-E","OZW02667","208/1",2011]
["READING A115 X6"]
["READING A115 X2"]
[null,"FCU-3-2","MITSUBISHI","PEFY-P48NMHU-E","OZW02625","208/1",2011]
["READING A115 X5"]
["READING A115 X2"]
[null,"FCU-3-7","MITSUBISHI","PEFY-P48NMHU-E","OZW02666","208/1",2011]
["A105 X 6"]
["A105 X 3"]
[null,"DOAU3","AAON","RN-020-3-0-EA09-144","201111-BNEP05904","460/3",2012]
["2ND GRADE B117"]
["3RD GRADE B122"]
["3RD GRADE B109"]
["3RD GRADE B125"]
["READING REC. B116"]
["2ND GRADE B111"]
["2ND GRADE B108"]
["1ST GRADE B105"]
["2ND GRADE B101"]
["1ST GRADE B100"]
["1ST GRADE B103"]
[]
[null,"DOAU4","AAON","RN-016-3-0-EA09-144","201111-BNEM05905","460/3",2012]
["BOYS TOILET B145"]
["RESOURCE RM.B147A"]
["GIRLS TOILET B144"]
["READING INTER. B138"]
["SPEECH RM. B141"]
["AP B137"]
["ACP CLASSROOM B132"]
["4TH GRADE B148"]
["4TH GRADE B149"]
["4TH GRADE B151"]
["4TH GRADE B150"]
["5TH GRADE B152"]
["5TH GRADE B153"]
["5TH GRADE B155"]
["5TH GRADE B154"]
[]
[null,"DOAU5","AAON","RN-016-3-0-EA09-144","201111-BNEM05906","460/3",2012]
["PLANNING RM. B134"]
["3RD GRADE B129"]
["COMPUTERS C101"]
["C108"]
["KINDERGARTEN 4 C107"]
["KINDERGARTEN 5 C109"]
["KINDERGARTEN 4 C114"]
["KINDERGARTEN 5 C110"]
["KINDERGARTEN 4 C117"]
["KINDERGARTEN 5 C118"]
[]
[null,"DOAU6","AAON","RN-016-3-0-EA09-144","201104-BNEM04812","460/3",2012]
["RESOURCE D216"]
["RESOURCE D217"]
["OFFICE D219"]
["OFFICE D221"]
["TEACHERS WRKRM D230"]
["TIME OUT RM D232"]
["DEVELOPMENTAL THRPY D223"]
["OBSERVATION RM. D228"]
["PSYCHOLOGY OFFICE D227"]
["GUIDANCE D226"]
["TEACHERS OFFICE D204"]
["STRINGS D203"]
["STRINGS STORAGE D205"]
[null,"ACGP-Gym","Carrier","48TCDD28ABA5A0F0A0","3412U38606","208/230/3"]
[]
["SUPPLY AIR"]
["RETURN AIR"]
[null,"FCU-3-9","MITSUBISHI","PEFY-P48NMHU-E","OZW02649","208/1",2011]
["SPANISH A110 X 6"]
["SPANISH A110 X 3"]
[null,"FCU-4-1","MITSUBISHI","PEFY-P48NMHU-E","OZW02648","208/1",2011]
["SCIENCE A104 X 6"]
["SCIENCE A104 X 3"]
[null,"FCU-4-2","MITSUBISHI","PEFY-P72NMHU-E","OZW1262","208/1",2011]
["COMPUTER A107 X 6"]
["COMPUTER A107 X 3"]
[null,"FCU-4-5","MITSUBISHI","PEFY-P15NMHU-E","OZW01602","208/1",2011]
["CORRIDOR A137 X 2"]
["CORRIDOR A137"]
[null,"FCU-4-6","MITSUBISHI","PEFY-P36NMHU-E","O4WO2492","208/1",2011]
["1ST GRADE A138 X 4"]
["1ST GRADE A138 X 2"]
[null,"FCU-4-7","MITSUBISHI","PEFY-P36NMHU-E","O4WO2491","208/1",2011]
["1ST GRADE A135 X 4"]
["1ST GRADE A135 X 2"]
[null,"FCU-4-8","MITSUBISHI","PEFY-P15NMHU-E","OZW01607","208/1",2011]
["CORRIDOR A100 X 2"]
["CORRIDOR A100   "]
[null,"FCU-5-1","MITSUBISHI","PEFY-P36NMHU-E","93W02420","208/1",2011]
["1ST GRADE B100 X 4"]
["1ST GRADE B100 X 2"]
[null,"FCU-5-2","MITSUBISHI","PEFY-P36NMHU-E","19W03423","208/1",2011]
["2ND GRADE B101 X 4"]
["2ND GRADE B101 X 2"]
[null,"FCU-5-3","MITSUBISHI","PEFY-P36NMHU-E","19W03404","208/1",2011]
["1ST GRADE B103 X 4"]
["1ST GRADE B103 X 2"]
[null,"FCU-5-4","MITSUBISHI","PEFY-P36NMHU-E","19W03405","208/1",2011]
["1ST GRADE B104 X 4"]
["1ST GRADE B104 X 2"]
[null,"FCU-5-5","MITSUBISHI","PEFY-P36NMHU-E","19W07422","208/1",2011]
["2ND GRADE B100 X 4"]
["2ND GRADE B100 X 2"]
[null,"FCU-5-6","MITSUBISHI","PEFY-P36NMHU-E","19W03348","208/1",2011]
["2ND GRADE B111 X 4"]
["2ND GRADE B111 X 2"]
[null,"FCU-5-7","MITSUBISHI","PEFY-P24NMHU-E","OZW02911","208/1",2011]
["RDNG RECOVERY B116 X 2"]
["RDNG RECOVERY B116 X 2"]
[null,"FCU-5-9","MITSUBISHI","PEFY-P18NMHU-E","OZW02911","208/1",2011]
["CORRIDOR X 2"]
["CORRIDOR  "]
[null,"FCU-6-1","MITSUBISHI","PEFY-P36NMHU-E","19W03406","208/1",2011]
["2ND GRADE B117 X 4"]
["2ND GRADE B117 X 2"]
[null,"FCU-6-2","MITSUBISHI","PEFY-P36NMHU-E","19W03407","208/1",2011]
["2ND GRADE B120 X 4"]
["2ND GRADE B120 X 2"]
[null,"FCU-6-3","MITSUBISHI","PEFY-P36NMHU-E","19W03370","208/1",2011]
["3RD GRADE B121 X 4"]
["3RD GRADE B121 X 2"]
[null,"FCU-6-4","MITSUBISHI","PEFY-P36NMHU-E","93W02419","208/1",2011]
["3RD GRADE B128 X 4"]
["3RD GRADE B128 X 2"]
[null,"FCU-6-5","MITSUBISHI","PEFY-P36NMHU-E","19W03371","208/1",2011]
["3RD GRADE B124 X 4"]
["3RD GRADE B124 X 2"]
[null,"FCU-6-6","MITSUBISHI","PEFY-P36NMHU-E","19W03403","208/1",2011]
["3RD GRADE B125 X 4"]
["3RD GRADE B125 X 2"]
[null,"FCU-6-7","MITSUBISHI","PEFY-P36NMHU-E","19W03400","208/1",2011]
["ALP CLASSROOM B132 X 4"]
["3RD GRADE B125 X 2"]
[null,"FCU-6-8","MITSUBISHI","PEFY-P36NMHU-E","19W03401","208/1",2011]
["3RD GRADE B129 X 4"]
["3RD GRADE B129 X 2"]
[null,"FCU-7-1","MITSUBISHI","PEFY-P15NMHU-E","02W01551","208/1",2011]
["CORRIDOR B151 X 2"]
["CORRIDOR B151  "]
[null,"FCU-7-7","MITSUBISHI","PEFY-P27NMHU-E","04W00752","208/1",2011]
["RESOURCE RM. B147A X 4"]
["RESOURCE RM. B147A X 2"]
[null,"FCU-7-9","MITSUBISHI","PEFY-P72NMHU-E","19W01827","208/1",2011]
["C101 X 6 / C105"]
["COMPUTERS C101 X 3"]
[null,"FCU-7-10","MITSUBISHI","PEFY-P48NMHU-E","03W02813","208/1",2011]
["C104 / C102 X 4"]
["KINDERGARTEN C102 X 2"]
[null,"FCU-7-11","MITSUBISHI","PEFY-P15NMHU-E","OZW01549","208/1",2011]
["CORRIDOR B156 X 2"]
["CORRIDOR B156  "]
[null,"FCU-8-1","MITSUBISHI","PEFY-36NMHU-E","93W02478","208/1",2011]
["4TH GRADE B148 X 4"]
["4TH GRADE B148 X 2"]
[null,"FCU-8-2","MITSUBISHI","PEFY-P36NMHU-E","04W02493","208/1",2011]
["4TH GRADE B151 X 4"]
["4TH GRADE B151 X 2"]
[null,"FCU-8-3","MITSUBISHI","PEFY-P36NMHU-E","19W03349","208/1",2011]
["4TH GRADE B149 X 4"]
["4TH GRADE B149 X 2"]
[null,"FCU-8-4","MITSUBISHI","PEFY-P36NMHU-E","93W02477","208/1",2011]
["4TH GRADE B150 X 4"]
["4TH GRADE B150 X 2"]
[null,"FCU-8-5","MITSUBISHI","PEFY-P36NMHU-E","04W02494","208/1",2011]
["5TH GRADE B152 X 4"]
["5TH GRADE B152 X 2"]
[null,"FCU-8-6","MITSUBISHI","PEFY-P36NMHU-E","19W03376","208/1",2011]
["5TH GRADE B155 X 4"]
["5TH GRADE B155 X 2"]
[null,"FCU-8-7","MITSUBISHI","PEFY-P36NMHU-E","19W03377","208/1",2011]
["5TH GRADE B153 X 4"]
["5TH GRADE B153 X 2"]
[null,"FCU-8-8","MITSUBISHI","PEFY-P36NMHU-E","19W03402","208/1",2011]
["5TH GRADE B154 X 4"]
["5TH GRADE B154 X 2"]
[null,"FCU-8-9","MITSUBISHI","PEFY-P15NMHU-E","OZW01550","208/1",2011]
["CORRIDOR B156 X 2"]
["CORRIDOR B156  "]
[null,"FCU-9-1","MITSUBISHI","PEFY-P48NMHU-E","03W02814","208/1",2011]
["C105 / C107 X 4"]
["KINDERGARTEN C107 X 2"]
[null,"FCU-9-2","MITSUBISHI","PEFY-P48NMHU-E","18W03081","208/1",2011]
["C104 / C109 X 4"]
["KINDERGARTEN C109 X 2"]
[null,"FCU-9-3","MITSUBISHI","PEFY-P48NMHU-E","03W02812","208/1",2011]
["C113 / C114 X 4"]
["KINDERGARTEN C114 X 2"]
[null,"FCU-9-4","MITSUBISHI","PEFY-P48NMHU-E","03W02836","208/1",2011]
["C112 / C110 X 4"]
["KINDERGARTEN C110 X 2"]
[null,"FCU-9-5","MITSUBISHI","PEFY-P48NMHU-E","03W02815","208/1",2011]
["C113 / C117 X 4"]
["KINDERGARTEN C117 X 2"]
[null,"FCU-9-6","MITSUBISHI","PEFY-P48NMHU-E","03W02835","208/1",2011]
["KINDERGARTEN C118 X 4"]
["KINDERGARTEN C118 X 2"]
[null,"FCU-9-7","MITSUBISHI","PEFY-P08NMAU-E","IYW02307","208/1",2011]
["CORRIDOR C100"]
["CORRIDOR C100"]
[]
[null,"EF-1","GREENHECK","CSP-A200",null,null,2011]
["TOILET A124,"]
[" JANITOR A125"]
[null,"EF-2","GREENHECK","CSP-A110",null,null,2011]
["TOILET A131"]
[null,"EF-3","GREENHECK","CSP-A700",12441847,"120/1",2011]
["BOYS TOILET A134B X2"]
["FACULTY TOILET A134C"]
["GIRLS TOILET A134D"]
[null,"EF-4","GREENHECK","CSP-A200",null,null,2011]
["TOILET A109 / KILN A108"]
[null,"EF-5","GREENHECK","CSP-A190",null,null,2011]
["TOILET A138 / A139"]
[null,"EF-6","GREENHECK","CSP-A190",null,null,2011]
["TOILET B102 / B101"]
[null,"EF-7","GREENHECK","CSP-A390",null,null,2011]
["TOILET B105, B106, "]
["B109, B110"]
[null,"EF-8","GREENHECK","CSP-A700",12613609,"120/1",2011]
["TOILETS B122, B119, "]
["B115, B118, B123"]
["JANITOR B114"]
[null,"EF-9","GREENHECK",{"$nulls":3},2011]
["TOILET B126, B127, "]
["B130, B131"]
[null,"EF-10","GREENHECK",{"$nulls":3},2011]
["TOILET B135 / B134"]
[null,"EF-11","GREENHECK","CSP-A700",12643610,"120/1",2011]
["GIRLS TOILET B144 X2"]
["BOYS TOILET B145 X2"]
["JANITOR B140"]
["TOILET B146"]
[null,"EF-12","GREENHECK","CSP-A190",null,null,2011]
["TOILET C108 X 2"]
[null,"EF-13","GREENHECK","CSP-A290",null,null,2011]
["TOILET C106, C115, C116"]
[null,"EF-14","GREENHECK","CSP-A190",null,null,2011]
["TOILET C111 / C119"]
[null,"EF-15","GREENHECK","CSP-A700",12643612,"120/1",2011]
["GIRLS TOILET D114 X2"]
["BOYS TOILET D111 X2"]
[null,"EF-16","GREENHECK","CSP-A390",null,null,2011]
["TOILET D140 / D142"]
["JANITOR D141"]
[null,"EF-17","GREENHECK","CSP-A390",null,null,2011]
["TOILET D125, D128, D1167"]
[null,"EF-18","GREENHECK","CSP-A700",12643616,"120/1",2011]
["PE COACH TOILET D103"]
["GIRLS TOILET D106"]
["BOYS TOILET D105"]
[null,"EF-19","GREENHECK","CSP-A700",12643614,"120/1",2011]
["TOILET D211"]
["BOYS TOILET D209 X2"]
[null,"EF-20","GREENHECK","CSP-A200",null,null,2011]
["TOILET D220, "]
["JANITOR D222"]
[null,"EF-21","GREENHECK","CSP-A700",12643613,"120/1",2011]
["TOILET D231"]
["GIRLS TOILET D229 X2"]
[null,"GEF-1","GREENHECK","CSP-A1050",12441849,"120/1",2011]
["CASH A126 X2"]
[null,"KEF-1","GREENHECK","CUBE-300-50-G","12445159 1105","460/3",2011]
["KITCHEN HOOD"]
[null,"KEF-2","GREENHECK","CUE-121-A-X","12445160 1105","120/1",2011]
["DISHWASHER"]
[null,"MAUF-1","GREENHECK","MSX-112-H22-DB",12445454,"460/3",2011]
[]
["AREA"," UNIT#","MANUF.","MODEL","SERIAL NO.","VOLTS","YEAR"]
[null,"ACCU 7B","Mitsubishi","PURY-P120YJMU-A","OXW00683","460/3"]
[null,"ACCU 7A","Mitsubishi","PURY-P120YJMU-A","OXW00661","460/3"]
[null,"ACCU 8B","Mitsubishi","PURY-P120YJMU-A","OXW00694","460/3"]
[null,"ACCU 8A","Mitsubishi","PURY-P120YJMU-A","OXW00674","460/3"]
[null,"ACCU 9A","Mitsubishi","PURY-P120YJMU-A","OXW00658","460/3"]
[null,"ACCU 9B","Mitsubishi","PURY-P120YJMU-A","OXW00666","460/3"]
[null,"ACCU 12A","Mitsubishi","PURY-P120YJMU-A","OXW00682","460/3"]
[null,"ACCU 12B","Mitsubishi","PURY-P120YJMU-A","OXW00680","460/3"]
[null,"ACCU 10B","Mitsubishi","PURY-P120YJMU-A","OXW00676","460/3"]
[null,"ACCU 10A","Mitsubishi","PURY-P120YJMU-A","OXW00693","460/3"]
[null,"CU-1","Trane","TTA180B300FA","6311MJ4AD","208/230/1",2006]
[null,"CU-2","Trane","TTA240B300CA","R124YPCAH","208/230/1",2000]
[null,"ACCU 1A","Mitsubishi","PURY-P120YJMU-A","OXW00655","460/3"]
[null,"ACCU 1B","Mitsubishi","PURY-P120YJMU-A","OXW00701","460/3"]
[null,"ACCU 2A","Mitsubishi","PURY-P120YJMU-A","OXW00659","460/3"]
[null,"ACCU 2B","Mitsubishi","PURY-P120YJMU-A","OXW00695","460/3"]
[null,"ACCU 3A","Mitsubishi","PURY-P120YJMU-A","OXW00665","460/3"]
[null,"ACCU 3B","Mitsubishi","PURY-P120YJMU-A","OYW00813","460/3"]
[null,"ACCU 4A","Mitsubishi","PURY-P120YJMU-A","OYW00779","460/3"]
[null,"ACCU 4B","Mitsubishi","PURY-P120YJMU-A","OYW00806","460/3"]
[null,"ACCU 5A","Mitsubishi","PURY-P120YJMU-A","OYW00812","460/3"]
[null,"ACCU 5B","Mitsubishi","PURY-P120YJMU-A","OYW00780","460/3"]
[null,"ACCU 6A","Mitsubishi","PURY-P120YJMU-A","OYW00863","460/3"]
[null,"ACCU 6B","Mitsubishi","PURY-P120YJMU-A","OXW00726","460/3"]
[null,"ACCU 11A","Mitsubishi","PURY-P120YJMU-A","15W01104","460/3"]
[null,"ACCU 11B","Mitsubishi","PURY-P120YJMU-A","15W01102","460/3"]
[null,"ACCU 13A","Mitsubishi","PURY-P120YJMU-A","15W01101","460/3"]
[null,"ACCU 13B","Mitsubishi","PURY-P120YJMU-A","15W01097","460/3"]

{"sheet":"IHS","index":16,"n_rows":429,"n_cols":8,"rows_kept":429,"merged":[[0,1,0,7],[2,1,2,7]],"flags":["formulas_cached_only"]}
[null,"SCHOOL DISTRICT FIVE OF LEXINGTON AND RICHLAND COUNTIES"]
[]
[null,"IRMO HIGH "]
[]
[]
["AREA","TYPE","MANUF.","MODEL","SERIAL NO.","TONS","VOLTAGE","YEAR"]
[null,"SPHP 2","Carrier","50TJQ004-601","3497G20115",3,null,1997]
[null,"SPHP 3","Carrier","50TJQ005-601","3397G20156",4,null,1997]
[null,"SPHP 4","Carrier","50TJQ005-601","3397G20154",4,null,1997]
[null,"DHS-1","Trane","RAUCC254BM03H","J97E81731",25," 460-3",1997]
[null,"DHS-1","Des Champs","PV-W-3",970174.1,null," 460-3",1997]
[null,"SPHP 5","Carrier","50TJQ006-601","2697G20067",5," 460-3",1997]
[null,"SPHP 6","Carrier","50TJQ004-601","3497G20116",10," 460-3",1997]
[null,"SPHP 11","Carrier","50HJQ004-601","3696G203233",3,null,1997]
[null,"SPHP 10","Carrier","50TJQ005-601","3397G20155",4,null,1997]
[null,"RTU 84","Carrier","50HJQ016-600YA","0698F22615",15," 460-3",1998]
[null,"RTU-1","Trane","YCD180B4L0GA","218101104D",15," 460-3",2002]
[null,"AH 3","Trane","TWE120A300DA","Z445G8E5H",null,null,2002]
[null,"HP-3","Trane","TWA120A400EA","2231JRAD",10," 460-3",2002]
[null,"AH 2","Trane","TWE120A300DA","2214X9N5H",null,null,2002]
[null,"HP-2","Trane","TWA090A400EA","2232WE1AD",10,null,2002]
[null,"AH 1","Trane","TWA090A300EA","22312DC5H",null,null,2002]
[null,"HP-1","Trane","TWA090A400EA","2232WE1AD",7.5," 460-3",2002]
[null,"RTU-9","Trane","YSC060A4RMAOMA00100000300","224101005L",5," 460-3",2002]
[null,"RTU-8","Trane","YSC060A4RMAOMA00100000300","224101048L",5," 460-3",2002]
[null,"RTU-7","Trane","YSC060A4RMAOMA00100000300","224100952L",5," 460-3",2002]
[null,"RTU-6","Trane","YSC060A4RMAOMA00100000300","224101031L",5," 460-3",2002]
[null,null,"Carrier","50HJQ008-621","5002G20602",7.5,"460-3",2002]
[null,"RTHP-71","Carrier","50HJQ008-621","5002G20603",7.5,"460-3",2002]
[null,"RTHP-60","Trane","WSC060E4RGA0KB0A1A1000000","928100605L",5,"460-3",2009]
[null,"RTHP-67","Trane","WSC036E4REA0NB0A1A1000000","924100172L",3,"460-3",2009]
[null,"RTHP-68","Trane","WSC036E4REA0NB0A1A1000000","924100214L",3,"460-3",2009]
[null,"RTHP-72","Trane","WSC036E4REA0NB0A1A1000000","924100228L",null,"460-3",2009]
[null,"RTHP-73","Trane","WSC120A4RKA2JB0A1A1000000","924100281L",10," 460-3",2009]
[null,"RTHP-77","Trane","WSC036E4REA0NB0A1A1000000","924100144L",3,"460-3",2009]
[null,"RTHP-90","Trane","WSC060E4RGA0KB0A1A1000000","924100240L",5," 460-3",2009]
[null,"RTHP-91","Trane","WSC036E4REA0NB0A1A1000000","924100200L",3," 460-3",2009]
[null,"AHU","Carrier","FA4BNF018","2104A86621",null,"w",2005]
[null,"CU","Carrier","TWA120A400EA","2704E1411",null,"208/230",2005]
[null,"Chiller","Trane","RTAA0904XL01A3DBG","V02D04150",90,"460/3",2001]
[null,"Chiller","Trane","RTAA0904XL01A3DBG","U00F01172",90,"460/3",2000]
[null,"Chiller","Carrier","30GT035 600","5193F77104",35,"460/3",1997]
[null,"Air Handler","Trane","BWE060C100GA","C51172863 W/ EDH",5,"230/1",1963]
[null,"Water Heater","Paterson-Kelly","PKW168/8B","166009 Electric",null,"208/3",1963]
[null,"Fan Coil","Trane",{"$nulls":3},"115/1",1996]
[null,"Fan Coil","Trane",{"$nulls":3},"115/1",1996]
[null,"Fan Coil","McQuay","SCB161BR","75C04909 01",null,null,1996]
[null,"Fan Coil","McQuay","SCB161BR","75C04920 01",null,"115/1",1996]
[null,"Fan Coil","Trane","HUVA15010B0D2AJJ-0DH100A171",null,null,"115/1",1996]
[null,"Fan Coil","Trane","HUVA15010B0D2AJJ-0DH100A171","W94M26Z16",null,"115/1",1996]
[null,"FCU-17","McQuay","SCD201BR","7SJ0336501",null,"115/1",1996]
[null,"FCU-18","McQuay","SCD201BR","75L0777301",null,"115/1",1996]
[null,"FCU-19","McQuay","SCD201BR","75L0777401",null,"115/1",1996]
[null,"Fan Coil","Trane","D26AL12","53B-308004",null,"115/1",1996]
[null,"Fan Coil","Trane","D26AL04",null,null,"115/1",1996]
[null,"Fan Coil","Magicaire","WHB 16 48-BHGP970",970615251,4,"115/1",1997]
[null,"Fan Coil","Magicaire","WHB 16 48-BHGP970",970615248,4,"115/1",1997]
[null,"Fan Coil","Magicaire","WHB 16 48-BHGP970",970615247,4,"115/1",1997]
[null,"RTCU","Trane","TWR018C100A2","P216209CF",1.5,"208/1",1999]
[null,"RTAC-1-Kitchen","Trane","YFD120C4LOA","P21101727D",10,"460-3",1999]
[null,"RTAC-2-Kitchen","Trane","YFD120C4LOAC","P21101728D",null,"460-3",1999]
[null,null,"EMI","CHP 18",null,1.5,208,1999]
[null,"Fan Coil","McQuay","FTSC.2.S10.A.A.00.B.00 AY 18 Z I A I",211521500,null,null,2001]
[null,"AHU","Trane","TSCA040GCC0","K02052290",null,460,2002]
[null,"VAV","Trane","VCWF08","675/210 (max/min cfm)",null,null,2002]
[null,"VAV","Trane","VCWF08","550/165 (max/min cfm)",null,null,2002]
[null,"VAV","Trane","VCWF14","1960/590 (max/min cfm)",null,null,2002]
[null,"VAV","Trane","VCWF14","2145/655 (max/min cfm)",null,null,2002]
[null,"VAV","Trane","VCWF05","175/90 (max/min cfm)",null,null,2002]
[null,"VAV","Trane","VCWF14","1980/595 (max/min cfm)",null,null,2002]
[null,"VAV","Trane","VCWF06","300/200 (max/min cfm)",null,null,2002]
[null,"VAV","Trane","VCWF05","110/110 (max/min cfm)",null,null,2002]
[null,"VAV","Trane","VCWF12","1825/550 (max/min cfm)",null,null,2002]
[null,"VAV","Trane","VCWF08","720/220 (max/min cfm)",null,null,2002]
[null,"VAV","Trane","VCWF05","200/100 (max/min cfm)",null,null,2002]
[null,"VAV","Trane","VCWF05","275/140 (max/min cfm)",null,null,2002]
[null,"VAV","Trane","VCWF06","390/195 (max/min cfm)",null,null,2002]
[null,"VAV","Trane","VCWF16","2800/8400 (max/min cfm)",null,null,2002]
[null,"VAV","Trane","VCWF16","2800/840 (max/min cfm)",null,null,2002]
[null,"VAV","Trane","VCWF08","625/190 (max/min cfm)",null,null,2002]
[null,"VAV","Trane","VCWF08","720/200 (max/min cfm)",null,null,2002]
[null,"VAV","Trane","VCWF05","160/80 (max/min cfm)",null,null,2002]
[null,"DHS1","Aaon","39515 RK-25-EO-0000","200204-AKCPO5653",25,460,2002]
[null,"GP","Aaon","39519RK-07-3-EO-222","200204-AKGF35183",7,460,2002]
[null,"GP","Aaon",".........RK-02-1-EO-312","200204-AKGA35182",2,208,2002]
[null,"GP","Aaon","39516RK-07-3-EO-252","200204-AKGF35181",7,460,2002]
[null,"GP","Aaon","39518RK-15-3EO-222I","200204-AKGC35164",15,460,2002]
[null,"FCU - 2","McQuay","F.TSC.2510",null,null,"115/1",2005]
[null,"FCU - 3","McQuay","F.TSC.2.504",null,null,"115/1",2005]
[null,"FCU - 4","McQuay","F.TSC.2.504",null,null,"115/1",2005]
[null,"FCU - 5","McQuay","F.TSC.2.503",null,null,"115/1",2005]
[null,"FCU - 6","McQuay","F.TSC.2.503",null,null,"115/1",2005]
[null,"AHU 3","Trane","MCCB012VA0AA0A",null,null,460,2005]
[null,"CU3",{"$nulls":5},2005]
[null,"FCU - 1","McQuay","F.TSC.2510",null,null,"115/1",2005]
[null,"FCU - 14","McQuay","F.TSC.2.504",null,null,"115/1",2005]
[null,"FCU - 15","McQuay","F.TSC.2.504",null,null,"115/1",2005]
[null,"AHU 1","Trane","MCCB006UA0AGUB",null,null,460,2005]
[null,"CU1",{"$nulls":5},2005]
[null,"FCU - 16","McQuay","F.TSC.2.504",null,null,"115/1",2005]
[null,"AHU 2","Trane","MCCB006UA0AOUB",null,null,460,2005]
[null,"Fan Coil","McQuay",{"$nulls":3},"115/1",2005]
[null,"FCU - 7","McQuay","V.V.5.515",null,null,"115/1",2005]
[null,"FCU - 8","McQuay","F.TSC.2.504",null,null,"115/1",2005]
[null,"FCU - 11","McQuay","F.TSC.2.504",null,null,"115/1",2005]
[null,"FCU - 12","McQuay","F.TSC.2.504",null,null,"115/1",2005]
[null,"FCU - 13","McQuay","F.TSC.2.504",null,null,"115/1",2005]
[null,"FCU - 9","McQuay","F.TSC.2.504",null,null,"115/1",2005]
[null,"FCU - 10","McQuay","F.TSC.2.504",null,null,"115/1",2005]
[null,"Fan Coil","McQuay",{"$nulls":3},"115/1",2005]
[null,"Fan Coil","McQuay",{"$nulls":3},"115/1",2005]
[null,"CU","Mitsubishi","MSZ-A12NA",6008383,null,"208/230",2007]
[null,"RTU-3","Carrier","50TFQ004-621","4807G20496",null,"460-3",2007]
[null,"RTU-2","Carrier","50TFQ004-621","4807G20498",null,"460-3",2007]
[null,"DOAS-6-01-CU","Luvata","LCS5212-067-2C","A1440000014",null,"208/230/3"]
[null,"DOAS-6-01-AH","Desert Aire","QV15P4E61836","0314E22410",null,"460-3"]
[null,"HP-6-01","Daikin","REYQ120BYD","A000224",null,"460-3",2012]
[null,"RTU 1","McQuay","OAH0123GDAC","FBOU090100205",null,"460-3",2009]
[null,"RTU 2","McQuay","OAH0123GDAC","FBOU090100204",null,"460-3",2009]
[null,"AHU-1","Trane","TSCA040U0B00000000AA00A193","K02D52234",null,"460-3"]
[null,"RTAH - 1","Trane","TSCB040UOF00000000CC00A194.5","K09C71114A",null,"460-3",2009]
[null,"RTAH - 2","Trane","TSCB040UOF00000000CC00A194.5","K09C71123A",null,"460-3",2009]
[null,"DOAS-1","Munters","ERVa541AAD-KCDE03M-BNCSE00AA0","B10GERVa59208",16,"460-3",2010]
[null,"Ver. A/C","Bard","W36H1-A10 R410A","J102723244",3,"230/1",2010]
[null,null,"Trane","WCD180B400",null,15,"460/3",2008]
[null,"Water Htr","RUUD","GL84-528 (Nat Gas)","049IF00036",null," 120/1",1991]
[null,"Water Htr","RUUD","GL84-528 (Nat Gas)","049IF00037",null," 120/1",1991]
[null,"Air Compr","Air Com Pro","ACP - C35-26H3",896,null," 230/460/3",1998]
[null,"Air Compr","JCI","A 2050","A2050-I"]
[null,"HW Boiler","Peerless","211A-09-N"," 211-1343-1197",null,null,1997]
[null,"HW Boiler","Peerless","211A-09-N","Not Readable",null,null,1997]
[null,"Ch W Pump","Peerless","3X4X10-5","15 HP",null," 460/3",1972]
[null,"Ch W Pump","Peerless",null,"15 HP",null," 460/3",1972]
[null,"HW Pump","Peerless",null,"3 HP",null," 460/3",1972]
[null,"HW Pump","Peerless",null,"3 HP",null," 460/3",1972]
[null,"ChW Pump","Peerless",null,"7.5 HP",null," 460/3",1972]
[null,null,"Greenheck","CUBE140-7",null,null,"208/3",1999]
[null,null,"Greenheck","KSU-109-D-1-7",null,null,"208/3",1999]
[null,null,"Greenheck","CUBE180-15",null,null,"208/3",1999]
[null,null,"Greenheck","KSU-112-D-2-15",null,null,"208/3",1999]
[null,null,"Greenheck","KSU-112-D-2-15",null,null,"208/3",1999]
[null,null,"Greenheck","CUBE180-15",null,null,"208/3",1999]
[null,null,"Greenheck","KSU-112-D-2-15",null,null,"208/3",1999]
[null,null,"Greenheck","KSU-112-D-2-15",null,null,"208/3",1999]
[null,null,"Precision","Y1SER511",{"$nulls":3},1981]
[null,null,"(Marathon)"," 3 HP Centrifugal",{"$nulls":3},1981]
[null,null,"Taco","CC40109.8/C4B2H2TLO",{"$nulls":3},1981]
[null,null,"Taco","CC40109.8/C4B2H2TLO",{"$nulls":3},1981]
[null,null,"Acme","PXB12D"]
[null,null,"Acme","PXB12D"]
[null,null,"Carrier","50QQ018340",null,1.5]
[null,null,"Evapco","AT8-212B",{"$nulls":3},1996]
[null,"RTU-001","Carrier","48TJE007-621ZC","2999G21188",6,"460/3",1999]
[null,"RTU-002","Carrier","48TJE004-611QE","2999G20761",3,"460/3",1999]
[null,"RTU-003","Carrier","48TJE004-611QE","2999G20758",3,"460/3",1999]
[null,"RTU-004","Carrier","48TJE007-6212C","2999G21185",6,"460/3",1999]
[null,"RTU-005","Carrier","48TJE004-611QE","2999G20763",3,"460/3",1999]
[null,"RTU-006","Carrier","48TJE007-621ZC","2999G21192",6,"460/3",1999]
[null,"RTU-007","Carrier","48TJE008-621ZC","2999G30113",7.5,"460/3",1999]
[null,"RTU-008","Carrier","48TJE004-611QE","2999G20760",3,"460/3",1999]
[null,"RTU-009","Carrier","48TJE008-621ZC","2999G30119",7.5,"460/3",1999]
[null,"RTU-010","Carrier","48TJE005-601GA","0799G20835",4,"460/3",1999]
[null,"RTU-011","Carrier","48TJE005-601GA","0799G20830",4,"460/3",1999]
[null,"RTU-012","Carrier","48TJE008-621ZC","2999G30120",7.5,"460/3",1999]
[null,"RTU-013","Carrier","48TJE004-611QE","2999G20753",3,"460/3",1999]
[null,"RTU-014","Carrier","48TJE007-621ZC","2999G21190",6,"460/3",1999]
[null,"RTU-015","Carrier","48TJE008-621ZC","2999G30121",7.5,"460/3",1999]
[null,"RTU-016","Carrier","48TJE004-611QE","2999G20754",3,"460/3",1999]
[null,"RTU-017","Carrier","48TJE004-611QE","2699G20588",3,"460/3",1999]
[null,"RTU-018","Carrier","48TJE005-611GA","1299G20815",4,"460/3",1999]
[null,"RTU-019","Carrier","48TJE004-611QE","2999G20762",0,"460/3",1999]
[null,"RTU-020","Carrier","48TJE005-611GA","2599G20634",4,"460/3",1999]
[null,"RTU-021","Carrier","48TJE007-621ZC","2999G21187",6,"460/3",1999]
[null,"RTU-022","Carrier","48TJE004-611QE","2999G20765",3,"460/3",1999]
[null,"RTU-023","Carrier","48TJE007-621ZC","2999G21193",6,"460/3",1999]
[null,"RTU-024","Carrier","48TJE005-611GA","2399G20656",4,"460/3",1999]
[null,"RTU-025","Carrier","48TJE007-621ZC","2999G21191",6,"460/3",1999]
[null,"RTU-026","Carrier","48TJE007-621ZC","2999G21184",6,"460/3",1999]
[null,"RTU-027","Carrier","48TJE007-621ZC","2999G21183",6,"460/3",1999]
[null,"RTU-028","Carrier","48TJE007-621ZC","2999G21189",6,"460/3",1999]
[null,"RTU-029","Carrier","48TJE004-611QE","2999G20764",3,"460/3",1999]
[null,"RTU-030","Carrier","48TJE004-611QE","2999G20757",3,"460/3",1999]
[null,"RTU-031","Carrier","48TJE008-621ZC","2999G30117",7.5,"460/3",1999]
[null,"RTU-032","Carrier","48TJE008-621ZC","2999G30114",7.5,"460/3",1999]
[null,"RTU-033","Carrier","48TJE008-621ZC","2999G30122",7.5,"460/3",1999]
[null,"RTU-034","Carrier","48TJE008-621ZC","2999G30116",7.5,"460/3",1999]
[null,"RTU-035","Carrier","48TJE004-611QE","2999G20766",3,"460/3",1999]
[null,"RTU-036","Carrier","48TJE008-621ZC","2999G30115",7.5,"460/3",1999]
[null,"RTU-037","Carrier","48TJE004-611QE","2999G20759",3,"460/3",1999]
[null,"RTU-038","Carrier","48TJE008-621ZC","2999G30118",7.5,"460/3",1999]
[null,"RTU-039","Carrier","48TJE008-621ZC","2999G30111",7.5,"460/3",1999]
[null,"RTU-040","Carrier","48TJE007-621ZC","2999G21186",6,"460/3",1999]
[null,null,"Trane","KOZD52290","E2G176AA",null,460,2002]
[null,"200202-AKEP07113","Aaon"," 39520-RK-25-3-EO-KLOJAC00J00MOX","200204-AKEP07113",25,460,2002]
[null,"VAV","Trane","VCEF06","400/200 (max/min CFM) ",null,null,2002]
[null,"VAV","Trane","VCEF06","440/180 (max/min CFM) ",null,null,2002]
[null,"VAV","Trane","VCEF10","890/300 (max/min CFM) ",null,null,2002]
[null,"VAV","Trane","VCEF05","285/140 (max/min CFM) ",null,null,2002]
[null,"VAV","Trane","VCEF06","450/240 (max/min CFM) ",null,null,2002]
[null,"VAV","Trane","VCEF06","230/115 (max/min CFM) ",null,null,2002]
[null,"VAV","Trane","VCEF06","310/150 (max/min CFM) ",null,null,2002]
[null,"VAV","Trane","VCEF08","575/175  (max/min CFM) ",null,null,2002]
[null,"VAV","Trane","VCEF08"," 810/245(max/min CFM) ",null,null,2002]
[null,"VAV","Trane","VCEF08"," 495/150(max/min CFM) ",null,null,2002]
[null,"VAV","Trane","VCEF08"," 490/150(max/min CFM) ",null,null,2002]
[null,"VAV","Trane","VCEF06","380/150 (max/min CFM) ",null,null,2002]
[null,"VAV","Trane","VCEF06","330/150 (max/min CFM) ",null,null,2002]
[null,"VAV","Trane","VCEF08","770/230 (max/min CFM) ",null,null,2002]
[null,"VAV","Trane","VCEF10","945/285 (max/min CFM) ",null,null,2002]
[null,"VAV","Trane","VCEF06","315/150 (max/min CFM) ",null,null,2002]
[null,"AH","Carrier","FC4DNF036","1607A67871",null,208,2007]
["Rm 112","HPA 7","Carrier","25HBR336A620","2207E12061",null,"460/3",2007]
[null,"AH","Carrier","FC4DNF036","1607A89155",null,208,2007]
[null,"CU","Carrier","25HBR336A620","2207E12062",null,"460/3",2007]
[null,"AH","Trane","2TEE3F31A1000AA","6401VAM2V",null,208,2007]
["Rm 114","HPA 9","Trane","2TWA3030A4000AA","6374PJ34F",null,"460/3",2007]
[null,"AH","Carrier","FC4DNF036","1607A89161",null,208,2007]
["Rm 113","HPA 8","Carrier","25HBR336A620","2207E12062",null,"460/3",2007]
[null,"AH","Carrier","FC4DNF036","1607A89183",null,208,2007]
["Rm 117","HPA 13","Carrier","25HBR336A620","2207E12081",null,"460/3",2007]
[null,"AH","Carrier","FC4DNF036","1607A89166",null,208,2007]
["Rm 118","HPA 3","Carrier","25HBR336A620","2207E12055",null,"460/3",2007]
[null,"AH","Carrier","FC4DNF036","4204A74546",null,208,2007]
[null,"CU","Carrier","38YCC033650","0605E41668",null,"460/3",2007]
[null,"AH","Carrier","FC4DNF036","1607A89185",null,208,2007]
["Rm 120","HPA 1","Carrier","25HBR336A620","2007E12073",null,"460/3",2007]
[null,"AH","Carrier","FC4DNF030","1607A71977",null,208,2007]
["Rm 122","HP 36A","Carrier","25HBR330A310","2007E13344",null,"208/230/1",2007]
[null,"AH","Carrier","FC4DNF030","1607A71970",null,208,2007]
["Rm 123","HP 39A","Trane","2TWR1030A1000AB","40446ET4F",null,"208/230/1",2007]
[null,"AH","Carrier","FC4DNF030","1607A71972",null,208,2007]
["Rm 124","HP 37A","Carrier","25HBR330A310","1707E05149",null,"208/230/1",2007]
[null,"AH","Carrier","FC4DNF042","3605A69550",null,208,2007]
["Rm 125","HP 48A","Carrier","38YCC042360","3905E19807",null,"208/230/1",2007]
[null,"AH","Carrier","FC4DNF030","1607A71978",null,208,2007]
["Rm 126","HP 38A","Trane","2TWR1030A1000AB","5192UC64F",null,"208/230/1",2007]
[null,"AH","Carrier","FC4DNF030","1607A71962",null,208,2007]
["Rm 128","HP 31A","Trane","2TWB3030A1000AA","6341TE43F",null,"208/230/1",2006]
[null,"AH","Carrier","FC4DNF030","1707A69414",null,208,2007]
["Rm 129","HP 33A","Carrier","25HBR330A310","1707E05154",null,"460/3",2007]
[null,"AH","Carrier","FC4DNF030","1607A71973",null,208,2007]
["Rm 130","HP 30A","Carrier","25HBR330A310","1707E05415",null,"208/230/1",2007]
[null,"AH","Carrier","FC4DNF030","1607A71965",null,208,2007]
["Rm 131","HP 34A","Trane","2TWB3030A1000AA","63253J43F",null,"208/230/1",2006]
[null,"AH","Carrier","FC4DNF030","1607A71960",null,208,2007]
["Rm 132","HP 29A","Trane","2TWR1030A1000AB","5192UGY4F",null,"208/230/1",2005]
[null,"AH","Carrier","FC4DNF030","1707A69413",null,208,2007]
["Rm 133","HP 35A","Trane","2TWR1030A1000AB","4185W1Y4F",null,"208/230/1",2004]
[null,"AH","Carrier","FC4DNF030","1707A69412",null,208,2007]
["Rm 134","HP 28A","Carrier","25HBR330A310","1707E05190",null,"208/230/1",2007]
[null,"AH","Carrier","FC4DNF030","1607A71967",null,208,2007]
["Rm 135","HP 27A","Trane","2TWR1030A1000AB","41741XN4F",null,"208/230/1",2007]
[null,"AH","Carrier","FC4DNF030","1607A71968",null,208,2007]
["Rm 136","HP 26A","Carrier","25HBR330A310","1707E05148",null,"208/230/1",2007]
[null,"AH","Carrier","FC4DNF030","1607A71966",null,208,2007]
[null,"AH","Carrier","FC4DNF030","1607A71976",null,208,2007]
["Rm 127","HP 32A","Carrier","25HBR330A310","2007E13397",null,"208/230/1",2007]
[null,"AH","Carrier","FC4DNF030","1607A71971",null,208,2007]
["Rm 138","HP 24A","Carrier","25HBR330A310","2007E36472",null,"208/230/1",2007]
[null,"AH","Carrier","FC4DNF030","1607A71975",null,208,2007]
["Rm 139","HP 23A","Carrier","25HBR330A310","2007E13364",null,"460/3",2007]
[null,"AH","Carrier","FC4DNF030","1607A71974",null,208,2007]
["Rm 140","HP 22A","Carrier","25HBR330A310","2007E36469",null,"208/230/1",2007]
[null,"AH","Carrier","FC4DNF030","1607A91963",null,208,2007]
["Rm 141","HP 21A","Carrier","25HBR330A310","2007E36477",null,"208/230/1",2007]
[null,"AH","Carrier","FC4DNF036","1607A81970",null," ",2007]
["Rm 144","HPA 11","Carrier","25HBR336A620","2207E12065",null,"460/3",2007]
[null,"AH","Carrier","FC4DNF036","1607A89180",null,208,2007]
["Rm 143","HPA 10","Carrier","25HBR336A620","2207E12066",null,"460/3",2007]
[null,"AH","Carrier","FC4DNF036","1607A89181",null,208,2007]
["Rm 146","HPA 14","Carrier","25HBR336A620","2207E12060",null,"460/3",2007]
[null,"AH","Carrier","FC4DNF030","1607A71980",null,208,2007]
["Rm 149","HP 43A","Carrier","25HBR330A310","1707E05368",null,"460/3",2007]
[null,"AH","Carrier","FC4DNF030","1607A71961",null,208,2007]
["Copy Rm","HPA 20","Carrier","25HBR330A310","2007E13352",null,"460/3",2007]
[null,"AH","Carrier","FC4DNF042","1707A86348",null,208,2007]
[null,"AH","Carrier","FC4DNF042","1707A86352",null,208,2007]
[null,"AH","Carrier","FC4DNF060","0607A82555",null,208,2007]
["Library","HP 44A","Carrier","25HBR342A600","0507E24016",null,"460/3",2007]
["Library","HP 45A","Carrier","25HBR342A600","0507E24020",null,"460/3",2007]
[null,"HP 46A","Carrier","25HBR360A610","1507E38920",null,"460/3",2007]
[null,"AH","Mitsubishi","MS2-A24NA","6005770",null,null,2007]
["Server Rm","MS-1","Mitsubishi","MUZ-H24NA","7001637T",null,"208/230/1",2007]
[null,"AH","Carrier","FC4DNF036","1607A85845",null,208,2007]
[null,"AH","Carrier","FC4DNF036","1607A81969",null,208,2007]
[null,"AH","Carrier","FC4DNF060","1707A83866",null,208,2007]
[null,"AH","Carrier","FC4DNF036","1707A83855",null,208,2007]
[null,"AH","Carrier","40RMQ008","1507U10439",null,208,2007]
["Library","HPA 15","Carrier","25HBR336A620","2207E12069",null,"460/3",2007]
["Office","HPA 16","Carrier","25HBR336A620","2207E12077",null,"460/3",2007]
["Library","HPA 17","Carrier","25HBR336A610","1307E24368",null,"460/3",2007]
["Library","HPA 18","Carrier","25HBR336A600","0907E07624",null,"460/3",2007]
["Library","HPA 19","Carrier","38ARQ008-601","0607G40096",null,"460/3",2007]
[null,"AH","Carrier","FC4DNF030","1607A71978",null," ",2007]
["Library","HP 41A","Trane","2TWB3030A1000AA","61212W84F",null,"200/230/1",2007]
[null,"AH","Carrier","FC4DNF030","1607A71968",null,208,2007]
["Conf. Rm","HP 42A","Carrier","25HBR330A310","1707E05419",null,"460/3",2007]
[null,"AH","Carrier","FCADNF024","1406A71075",null,208,2007]
["Rm-Office","HPA 47","Carrier","25HBR324A310","2107E27937",null,"460/3",2007]
[null,"AH","Carrier","FC4DNF030","1607A71964",null,208,2007]
[null,"HP 40A","Carrier","25HBR330A310","1707E05421",null,"460/3",2007]
[null,"Thru-the-Wall","Carrier","52CQ-515---3","0507X88301"]
[null,"Thru-the-Wall","Carrier","52CQ-515---3","2V781897"]
[null,"WH","State Ele.","PV2010M5970K","20 gal.",null,null,"New"]
[null,"WH","RUDD","PES50-2 (47 GAL.)","1195C19784",null,"240/1"]
[null,"AC","Ingersoll-Rand","235HNC","30T592934/592933"]
[null,"WH","RUUD","PES50-2 (47 GAL.)","1195C19786"]
[]
["AREA","TYPE","MANUF.","MODEL","SERIAL NO.","TONS","VOLTAGE","YEAR"]
[null,"AHU-3-01","Governair","ITF-TL-16-2-14-E","G000471-002",null,"460/3","2014"]
[null,"HP-3-02","Daikin","REMQ96PBYD","A001147",null,"460/3",2013]
[null,"HP-3-02","Daikin","REMQ120PBYD","A001999",null,"460/3",2013]
[null,"HP-3-4","Daikin","RZQ18PVJU9","A002051",null,"208/230/1",2014]
[null,"AHU-3-02","Governair","ITF-TL-45-4-30-E","G000471-001",null,"460/3",2014]
[null,"HP-3-01","Daikin","REMQ96PBYD","A001239",null,"460/3",2013]
[null,"HP-3-01","Daikin","REMQ120PBYD","A001995",null,"460/3",2013]
[null,"DOAS-3-01","Novelaire","3000DES/DX-ERV","2130043-1391-003",null,"440/480/3",2013]
[null,"HP-3-03","Daikin","REY0120PBYD","A000214",null,"460/3",2012]
[null,"RTAC-3-04","Trane","YHC037E4RXA0FD6B1A1A6","140310604L",null,"460/3",2014]
[null,"RTAC-3-05","Trane","YHC037E4RXA0FD6B1A1A6","140310620L",null,"460/3",2014]
[null,"RTAC-3-02","Trane","YCD360B4JL182DC600C0E000JB","C13H05120",null,"460/3",2013]
[null,"RTAC-3-03","Trane","YHC120E4RXA0YD6B1A1A6","13511487L",null,"460/3",2013]
[null,"HP-3-6","Daikin","RZQ18PVJU9","A002027",null,"208/230/1",2014]
[null,"RTAC-3-01","Trane","YHC047E4RXA0CD6B1A1A6","135012002L",null,"460/3",2013]
[null,"KEFO-5","Accurex","XRUB-099-4-G","13707647 1406"]
[null,"KSFO--5 ","Accurex","XKSFD-70-H05-DB",13708423,null,115]
[null,"KEF-04","Accurex","XRUB-099-4-G","13707645 1406"]
[null,"KSF-04","Accurex","XKSFD-70-H05-DB",13708419,null,115]
[null,"KEF-03","Accurex","XRUB-099-4-G",13707644]
[null,"KSF-03","Accurex","XKSFD-70-H05-DB",13708422,null,115]
[null,"KEF-01","Accurex","XRUB-099-4-G","13707646 1406"]
[null,"KSF-01","Accurex","XKSFD-70-H05-DB",13708421,null,115]
[null,"KEF-02","Accurex","XRUB-099-4-G","13707643 1406"]
[null,"KSF-02","Accurex","XKSFD-70-H05-DB",13708420,null,115]
[null,"HP-2-02-A","Daikin","REMQ120PBYD","A001637",null,"460/3",2012]
[null,"HP-2-02-B","Daikin","REMQ96PBYD","A001382",null,"460/3",2013]
[null,"HP-2-02-C","Daikin","REMQ120PBYD","A003064",null,"460/3",2014]
[null,"DOAS-2-02","Novelaire","4000DES / DX-ERV","2130043-1391-005",null,"440-480/3",2013]
[null,"CU-1 Book Room","Trane","4TWR4018G1000AA","16261UUR4F",null,"208/230/1",2016]
[null,"HP-3-5","Daikin","RZQ18PVJUS","A002029",null,"208/230/1",2014]
[null,"MAU-1","United Equipment Sales","No Data","No Data"]
[null,"DOAS-1-01","Novelaire","3000DES/DX-ERV","2130043-1391-002",null,"440-480/3"]
[null,"CU-1-Area 1","Daikin","RZQ24PVJUS","A001414",null,"208/230/1",2013]
[null,"CU-2-Area 1","Daikin","RZQ18PVJUS","A001283",null,"208/230/1",2013]
[null,"HP-1-01 (M)","Daikin","REMQ96PBYD","A001003",null,"460/3",2012]
[null,"HP-1-01 Slave","Daikin","REMQ120PBYD","A001323",null,"460/3",2012]
[null,"DOAS-2-01","Novelaire","3000DES/DX-ERV","2130043-1391-001",null,"440-480/3"]
[null,"HP-2-01-M","Daikin","REMQ120PBYD","A001308",null,"460/3",2012]
[null,"HP-2-01-Slave","Daikin","REMQ120PBYD","A00130?",null,"460/3",2012]
[null,"HP-6-02","Daikin","REYQ120PBYD","A000229",null,"460/3",2012]
[null,"CU-48-Cafe","Trane","TWA060A400A1","D24258483",null,"460/3"]
[null,"WCD-180-Cafe","Trane","Can not access data plate"]
[null,"SPAC-C1","AAON","39516                                                     BK-07-3-EO-232:0A0A0000H0000X","200204-AKGF35181",null,"460/3"]
[null,"DHS-C1","AAON","39516                                                    RK-25-3-EO-000:A00EGA0000M0X","200204-AKCP05653",null,"460/3"]
[null,"SPAC-D1","AAON","39518                                                       RK-15-3-EO-22:0A0A0000H0000X","200204-AKGL35164",null,"460/3"]
[null,"SPAC-C2","AAON","39517                                                       RK-02-1-EO-312:DABA0000H0000B","200204-AKGA36182",null,"460/3"]
[null,"SPAC-D2","AAON","39519                                                        R7-07-3-EO-222:0A0A0000H0000X","200204-AKGF35183",null,"460/3"]
[null,"DHP-2A","Trane","4TXK8509A1CNOCA","160301465X",null,"208/230/1"]
[null,"CU-2 ","Trane","TTA240B400FA","5182YLHAD",null,"460/3"]
[null,"KEF-1","Greenheck","CUE-099-A-6",13884421]
[null,"KEF-2","Greenheck","CUE-099-A-6",13884422]
[null,"EF-B1","Cook","100C15DH","124S6929120100031010602",null,"115/1"]
[null,"EF-2","Greenheck","GB-130-4X-QD","97A12199"]
[null,"EF-3","Greenheck","GB-80-4X-QD","97B07927"]
[null,"EF-4","Greenheck","GB-120-4X-QD","97F12683"]
[null,"EF-5","Greenheck","GB-80-4X-QD","97B07932"]
[null,"EF-11","Greenheck","GB-80-4X-QD","97B07928"]
[null,"EF-11","Cook","100C10DH","124S6546720000016010701",null,"115/1"]
[null,"EF-12","Cook","100C10DH","124S6546720000016020701",null,"115/1"]
[null,"EF-13","Cook","100C10DH","124S6546720000027010701",null,"115/1"]
[null,"EF-14","Cook","100C10DH","124S6546720000016030701",null,"115/1"]
[null,"EF-16","Cook","100C10DH","124S6546720000016040701",null,"115/1"]
[null,"EF-16-Cafe","Cook","100C10DH","124S6546720000036090701",null,"115/1"]
[null,"EF-17/18","Cook","100C10DH","124S6546720000036070701",null,"115/1"]
[null,"EF-17-Cafe","Cook","100C10DH","124S6546720000036060701",null,"115/1"]
[null,"EF-18-Cafe","Cook","100C10DH","124S6546720000036010701",null,"115/1"]
[null,"EF-18-2-Cafe","Cook","100C10DH","124S6546720000036050701",null,"115/1"]
[null,"EF-20-Cafe","Cook","100C10DH","124S6546720000058010701",null,"115/1"]
[null,"EF-21","Cook","100C10DH","124S6546720000016050701",null,"115/1"]
[null,"EF-22","Cook","100C10DH","124S6546720000067010701",null,"115/1"]
[null,"EF-68","Cook","100C15DH","124S6723180000090011201",null,"115/1"]
[null,"EF-69","Cook","100C10DH","124S6723180000049011201",null,"115/1"]
[null,"EF-73","Dayion","3C412B"]
[null,"EF-74","Cook","245C8B","124S6723180000018021201",null,"460/3"]
[null,"EF-75","Cook","120C4B","124S6546720000103010701",null,"115/1"]
[null,"EF-76","Cook","165C3B","124S6546620000061060701",null,"115/1"]
[null,"EF-77","Cook","150C10D","124S6723180000029011201",null,"115/1"]
[null,"EF-78","Cook","245C8B","124S6723180000018011201",null,"460/3"]
[null,"EF-83","Cook","100C1504","124S6723180000039011201",null,"115/1"]
[null,"EF-84","Greenheck","GB-80-4X-QD","97B07931"]
[null,"EF-86","Cook","165C3B","124S6546620000061050701",null,"115/1"]
[null,"EF-87","Cook","135C2B","124S6723180000080011201",null,"115/1"]
[null,"EF-C1","Cook","135C10D","124S6929120100041010602",null,"115/1"]
[null,"EF-C2","Cook","135C10D","124S6929120100052010602",null,"115/1"]
[null,"EF-C3","Cook","100C15DH","124S6929100063010602",null,"115/1"]
[null,"EF-D3","Cook","135C5B","124S6929120100074010602",null,"115/1"]
[null,"EF-D2","Cook","135C3B","124S6929120100018020602",null,"115/1"]
[null,"EF-D3","Cook","135C3B","124S6929120100018010602",null,"115/1"]
[null,"MUA-1","Greenheck","DGX-115-H22-DB",12908233,null,"208/3"]
[null,"MUA-2","Greenheck","DG-110-H10-DB",12908234,null,"208/3"]
[null,"REF-57","Greenheck","CUBE-161-15-6","12909056 1207"]
[null,"REF-58","Greenheck","CUBE-180-30-6","12909057 1207"]
[null,"REF-59","Greenheck","CUBE-180-30-6","12909058 1207"]
[null,"REF-60","Greenheck","CUE-099-A-X","12909059 1207"]
[null,"REF-61","Greenheck","G-070-G-X",12909060]
[null,"HP-00A","Carrier","25HCE430A300","3616E07942"," ","208/230/1"]
[null,"SSHP-1A","Trane","4TWR4018G1000AA","16261UN94F",null,"208/230/1",2016]
[null,"WMHP-5","Bard","W30H2DA05VEHWH36-A05B","298H163339377-02",null,"208/230/1",2016]
[null,"WMHP-4","Bard","W30H2DA05VEHWH36-A05B"," 298H163339374-02",null,"208/230/1",2016]
[null,"WMHP-3","Bard","W30H2DA05VEHWH36-A05B"," 298H163339375-02",null,"208/230/1",2016]
[null,"WMHP-2","Bard","W30H2DA05VEHWH36-A05B"," 298H163339376-02",null,"208/230/1",2016]
[null,"WMHP-1","Bard","W18H2-A04M EHWH02A-A04B","313H63338478-02",null,"208/230/1",2016]
[null,"RTU-1","AAON","RK-25-EO-181;KLOJAC00J00M0X","200204-AKEP07113",null,"460/3"]
["Rm 115","HPA 12","Carrier","25HBR336A620","2207E12054",null,"460/3"]
["Rm 119","HPA 2","Carrier","No Data Plate"]
[null,"MAU-1","Munters","HCUC1260","A08HHCUC127839",null,"460/3",2008]
[null,"RTU-16A","Carrier","50TH-005-A-601","4107G40195",null,"460/3"]
[null,"RTU-Media ","Carrier","No Data (see Pictures)"]
[]
[{"$nulls":3},"Field Houses"]
[null,"HP-08-01A","Daikin","REMQ96PBYD","A000940",null,"460/3",2012]
[null,"HP-08-01B","Daikin","REMQ120PBYD","A000130",null,"460/3"]
[null,"HP-08-01C","Daikin","REMQ96PBYD","A001133",null,"460/3",2013]
[null,"HP-08-01D","Daikin","REMQ96PBYD","A001153",null,"460/3",2013]
[null,"DOAS-8-01","Novelaire","4000DES/DX-ERV","2130043-1391-003",null,"440/480/3",2013]
[]
[{"$nulls":3},"Press Box / Stadium"]
[null,"Stadium 1","Bard","WH242-A04EHWH02A-A04","140H011645090-02",null,"208/230/1"]
[null,"RTU-Press Box","Carrier","50TFQ006-611","2403G50730",null,"460/3"]

{"sheet":"IMS","index":17,"n_rows":138,"n_cols":8,"rows_kept":138,"merged":[[0,0,0,7],[2,0,2,7]],"flags":["formulas_cached_only"]}
["SCHOOL DISTRICT FIVE OF LEXINGTON AND RICHLAND COUNTIES"]
[]
["IRMO MIDDLE"]
[]
[]
["AREA","TYPE","MANUF.","MODEL","SERIAL NO.","TONS","VOLTAGE","YEAR"]
[]
["\"M\" Building"]
["(1I) 204, 205, 207, 208","RTGP-8","TRANE","YSC072F4RLA08HC1A1B0020A0000C0000000000","132510130L",null,"460/3",2013]
[null,"RTGP-9","TRANE","YSC102F4RLAG4H0C-10006020A0000D0000000000","132510232L",null,"460/3",2013]
[null,"RTGP-10","TRANE","YSC036E4RLA1KH0C-10006020A0000B0000000000","132510224L",null,"460/3",2013]
[null,"RTGP-11","TRANE","YSC120F4RLA07H0C-10006020A0000D0000000000","132510311L",null,"460/3",2013]
[null,"RTGP-12","TRANE","YSC060E4RLA1JH0C-10006020A0000B0000000000","132413485L",null,"460/3",2013]
[]
[null,"Bldg M - Lower Roof"]
["Off Rt. Lobby","RTGP-1","TRANE","YSC072F4RLA08HC1A1B-0020A0000C0000000000","141911629L"," ","460/3",2014]
["Principal","RTGP-2","TRANE","YSC092F4RLA09HC1A1B-0020A0000D0000000000","141911751L"," ","460/3"," "]
["Resource Office","RTGP-3","TRANE","YSC072F4RLA08HC1A1B-0020A0000C0000000000","141911644L"," ","460/3",2014]
["Bookkeeper Off","RTGP-4","TRANE","YSC092F4RLA09HC1A1B-0020A0000D0000000000","141911738L"," ","460/3",2014]
["Off Left Lobby","RTGP-5","TRANE","YSD150F4RHA06HOC1A1B6-0000000000000000000","152310624D"," ","460/3",2015]
["Nurse","RTGP-6","TRANE","YSD150F4RHA06HOC1A1B6","152310644D"," ","460/3",2015]
["Kitchen Office","RTGP-050-IMS","Carrier","YHC060E4RMA17C0-","122310098L",5,"460/3",2012]
[{"$nulls":3},"B1A1B0B000"]
["Commons Left","RTGP-7","TRANE","YSD300F4RHA07HOC1A1B6-0000000000000000000","152310686D"," ","460/3",2015]
[" ","DOAU-2","Munters","HCU-ERV8040","A1SFHCUERV800403"," ","460/3",2015]
["Kitchen","RTU-051-IMS","Trane","YCD181F4LNAB","122310571D",15,"460/3",2012]
["Kitchen Area","MAU-1","Greenheck","DGX-115-H22-DB",12895041,null,"208/3"]
["Kitchen Area","HEF-1","Greenheck","CUBE-300-50-G","12892884 1206",null,"208/230/3?"]
["Kitchen Area","REF-3","Greenheck","G-075-D-X","12892885 1206",null,115]
["Kitchen Area","DEF-2","Greenheck","CUE-099-A-X","12892882 1206"]
[null,"REF-6","Greenheck","G-060-D-X",13721294]
[null,"REF-8","Cook","90ACEH 90C15DH","419SF77127-00/0001901 ",null,"115/1"]
[null,"REF-7","Cook","90ACEH 90C15DH","419SF77127-00/0003101",null,"115/1"]
[null,"REF-5","Cook","70ACEH 70C15DH","419SF77127-00/0000701",null,"115/1"]
[null,"REF-4","Greenheck","G-060-D-X",13721292]
[null,"REF-3","Greenheck","G-060-D-X",13721293]
[null,"REF-1","Greenheck","G-060-D-X",13721290]
[null,"REF-2","Greenheck","G-060-D-X",13721291]
[null,"EF-2-M","Cook","100C15DH","124S6583970000027040801",null,"115/1"]
[]
[null,"Bldg M - Upper Roof"]
["Media Rt Conference","RTU-2-Upper","Carrier","48TFD006-A-611","2007G10257",5,460,2007]
["AV Storage","RTU-5-Upper","Carrier","48TME009-601","2907G11707",6.5,460,2007]
["Media Left Conference","RTU-1-UpperA","Carrier","48TFD006-A-611","4107G40221",14,460,2009]
[null,"RTU-1-UpperB","Carrier","48HJS006G-64HHE","2709G30347",14,460,2009]
["Media Ctr Wrkrm","RTU-4-Upper","Carrier","48TFD006-A-611","4107G10234",4,460,2007]
["Tech Lab","RTU-3-Upper","Carrier","48TMD009-601","4806G6050",6.5,460,2006]
["Media Center Right","RTGP-6","Carrier","48HJS014GH-66HHY","2709G20463",12.5,"460/3",2009]
[" ","AC-2","Carrier","48HJS014GH-66HHY","2709G20464"," ","460/3",2009]
[null,"EF-40","Cook","100C15DH","124S6583970000027030301",null,"115/1"]
[null,"EF-42","Cook","100C10DH","124S6546620000007130701",null,"115/1"]
[null,"EF-43","Cook","100C10DH","124S6546620000007030701",null,"115/1"]
[null,"EF-44","Cook","100C10DH","124S6583970000007010801",null,"115/1"]
[null,"EF-45","Cook","100C10DH","124S6546620000007110701",null,"115/1"]
[null,"EF-47","Cook","100C15DH","124S6583970000027080801",null,"115/1"]
[null,"EF-48","Cook","100C15DH","124S6583970000027070801",null,"115/1"]
[]
[null,"Lower      Lower"]
[null,"HP-1","TRANE","TWE090D300AA","14135PWEBA",null,"208/230/1",2014]
[null,"HP-1A","TRANE","TWA073D40RAA","14111K06YA",null,"460/3",2014]
[null,"HP-2",null,"TWE090D300AA","14163WY6BA",null,"208/230/1"]
[null,"HP-2A","TRANE","TWA073D40RAA","14075P51Y5",null,"460/3",2014]
[null,"HP-3","TRANE","GAM5B0C60M51SAA","14142BSOAV",null,"200/230/1",2014]
[null,"HP-3A","TRANE","4TWA3060B4000AA","14042LTC4F",null,"460/3",2014]
[null,"HP-4","TRANE","TWE090D300AA","14163W7SBA",null,"460/3",2014]
[null,"HP-4A","TRANE","TWA090D40RAA","14045RL6YA",null,"460/3",2014]
[null,"HP-5","TRANE","GAM5B0C60M51SAA","14142H48AV",null,"200/230/1",2014]
[null,"HP-5A","TRANE","4TWA3060B4000AA","14151L364F",null,"460/3",2014]
[null,"DOAU-1","Munters","ERVC2508KAD-FCCE01M-LNCSBOSAL00","A14GERVC200586",null,"460/3",2014]
[null," ",null," "]
["\"I\" Building",null,null,"CANNOT ACCESS ROOF"]
["Band/Music","RTGP-23","Carrier","48TMD025","320BU226623208022662",20,460,2009]
["Wrestling","RTGP-24","Carrier","48TJD024-6-QA","4194F17723",20,460,1995]
["Gym Right","RTGP-25","Trane","YCD150C4LOAB","L11101719D",12.5,460,1996]
["Gym Left","RTGP-26","Trane","YCD150C4LOAB","Not legible",12.5,460,1996]
["Gym Right","RTGP-27","Trane","YCD150C4LOAB","L08101192D",12.5,460,1996]
["Gym Left","RTGP-28","Trane","YCD150C4LOAB","Not legible",12.5,460,1996]
["Classroom G101","RTHP","Carrier","48TFE004-A-511","2405G50386",3,460,2005]
["Classroom G102","RTHP","Carrier","48TFE004-A-511","0905G30239",3,460,2005]
["Girl's LR Heaters"]
["Girl's Hotwater Heaters"]
["Boy's LR Heaters"]
["Boy's Hotwater Heaters"]
["Gym Cabinet Heaters"]
[]
["\"O\" Building"]
["Asst. Prin.","RTHP-49","Carrier","50TJS-030-301","2001G11538",2.5,"20/230/1",2001]
["O Bldg. Right","RTGP-29","York","DR120N15N4SZZ30001D","NOE6385466",12.5,"460/3",2006]
["O Bldg. Center","RTGP-30","York","DR120N15N4SZZ30001D","NOE6385468",12.5,"460/3",2006]
["O Bldg. Left","RTGP-31","York","DR120N15N4SZZ30001D","NOE6385467",12.5,"460/3",2006]
["O Bldg. Halls","RTF-1","Reznor","No Info","No Info",null,null,2006]
[" ","EF-10","Cook","90R15DH","124S6636520000007010901",null,"115/1"]
[]
["\"R\" Building",{"$nulls":6},"Installed"]
["Section A","RTGP-13","Trane","YSC102E4RLA1500C1A1B00000","122113586L",null,"460/3",2012]
["Section B","RTGP-16","Trane","YSC102E4RLA1500C1A1B00000","121310926L",null,"460/3",2012]
[null,"RTGP-4","Trane","YSC060E4RLA1DOOC1A1B00200","121310778L",null,"460/3",2012]
[null,"RTGP-5","Trane","YSC060E4RLA1D00C1A1B00200","121310792L",null,"460/3",2012]
[null,"CU-1-Existing","Mitsubishi","PUY-A18NHA","51U00180B",null,"208/230/1"]
[null,"RTGP-8","Trane","YSC072E4RLA1400C1A1B00000","122210191L",null,"460/3",2012]
["Section C","RTGP-24","Trane","YSC102E4RLA1200C1A1B00000","112313036L",null,"460/3",2012]
["Section F","RTGP-23","Trane","YSC102E4RLA1200C1A1B00000","112313022L",null,"460/3",2012]
[null,"RTGP-20","Trane","YSC072E4RLA1200C1A1BOOOOO","112311276L",null,"460/3",2012]
[" ","RTGP-22","Trane","YSC102E4RLA1200C1A1B00000","112310228L",null,"460/3",2012]
[null,"RTGP-2","Trane","YSC072E4RLA1200C1A1BOOOOO","112211573L",null,"460/3",2012]
["Section E","RTGP-15","Trane","YSC102E4RLA1200C1A1B00000","112313008L",null,"460/3",2011]
[null,"RTGP-9","Trane","YSC092E4RLA1500C1A1B00000","112313104L",null,"460/3",2011]
[null,"RTGP-3","Trane","YSC060E4RLA1900C1A1B00200","112211677L",null,"460/3",2012]
[null,"RTGP-17","Trane","YSC060E4RLA1900C1A1B00200","112211685L",null,"460/3",2011]
[null,"RTGP-25","Trane","YSC060E4RLA1900C1A1B00200","112311205L",null,"460/3",2012]
[null,"DHP-2A","Mitsubishi","PUZ-A24NHA4","02U00893B",null,"208/230/1"]
["Section I","DHP-1A","Mitsubishi","PUZ-A24NHA4","02U00889B",null,"208/230/1"]
[null,"RTGP-21","Trane","YSC102E4RLA1200C1A1B00000","112211771L",null,"460/3",2012]
["Section H","RTGP-14","Trane","YSC102E4RLA1200C1A1B00000","112212619L",null,"460/3",2012]
[null,"RTGP-7","Trane","YSC072E4RLA1200C1A1BOOOOO","112211565L",null,"460/3",2012]
["Section G","RTGP-10","Trane","YSC102E4RLA1500C1A1B00000","122113576L",null,"460/3",2012]
["Section D","RTGP-1","Trane","YSC072E4RLA1400C1A1B00000","122111790L",null,"460/3",2012]
[null,"RTGP-11","Trane","YSC102E4RLA1500C1A1B00000","122113510L",null,"460/3",2012]
[null,"RTGP-12","Trane","YSC102E4RLA1500C1A1B00000","122113498L",null,"460/3",2012]
[null,"RTGP-6","Trane","YSC072E4RLA1400C1A1B00000","122112579L",null,"460/3",2012]
[null,"DOAS-1","Munters","ERVa8024AAD-FBBS30M-LNCSBOAAKX","A12GERV80598",null,"460/3",2012]
[null,"DOAS-1R","Munters","ERVa8024AAD-FBBS30M-LNCSBOAAKX","A11GERV810009",null,null,2011]
[null,"EF-01","COOK","100C15DH","124S6546620000033010701",null,"115/1"]
[null,"EF-04","COOK","100C10DH","124S6546620000007010701",null,"115/1"]
[null,"EF-07","COOK","100C10DH","124S6546620000007040701",null,"115/1"]
[null,"EF-08","COOK","100C10DH","124S6546620000033080701",null,"115/1"]
[null,"EF-11","COOK","100C10DH","124S654662000000706701",null,"115/1"]
[null,"EF-12","COOK","100C10DH","124S6546620000007020701",null,"115/1"]
[null,"EF-13","COOK","100C10DH","124S654662000000705701",null,"115/1"]
[null,"EF-14","COOK","100C10DH","124S6546620000007180701",null,"115/1"]
[null,"EF-16","COOK","100C15DH","124S6546620000033100701",null,"115/1"]
[null,"EF-17","COOK","100C15DH","124S6546620000033090701",null,"115/1"]
[null,"EF-18","COOK","100C15DH","124S6546620000033150701",null,"115/1"]
[null,"EF-19","COOK","100C10DH","124S6546620000033120701",null,"115/1"]
[null,"EF-20","COOK","100C15DH","124S654620000033040701",null,"115/1"]
[null,"EF-21","COOK","100C10DH","124S654620000007160701",null,"115/1"]
[null,"EF-22","COOK","100C10DH","124S654662000007150701",null,"115/1"]
[null,"EF-27","COOK","100C10DH","125S65466200000070701",null,"115/1"]

{"sheet":"LES","index":18,"n_rows":80,"n_cols":8,"rows_kept":80,"merged":[[0,0,0,7],[2,0,2,7]],"flags":["formulas_cached_only"]}
["SCHOOL DISTRICT FIVE OF LEXINGTON AND RICHLAND COUNTIES"]
[]
["LEAPHART ELEMENTARY"]
[]
[]
["AREA","UNIT ID","MANUF.","MODEL","SERIAL NO.","TONS","VOLTAGE","YEAR"]
[{"$nulls":7},"Installed"]
["A - Area 2","RTU 1","Trane","WSC120E4RGA00DOC1","101010482L",10,"460-3",2010]
["A - Area 3","RTU 2","Trane","WSC120E4RGA00DOC1","101010474L",10,"460-3",2010]
["A- Area 1","RTU 3","Trane","WSC120E4RGA00DOC1","101010498L",10,"460-3",2010]
["Media Left","RTU 4","Trane","WSC120E4RGA00DOC1","100510532L",10,"460-3",2010]
["Media Right","RTU 5","Trane","WSC090E4RGA00DOC1","110410540L",7.5,"460-3",2011]
["Computer Lab","RTU 5A","Trane","WSC048E4REA11DOC1","110311970L",4,"460-3",2011]
["Kindegarten","RTU 6","Trane","WCD150E40AAA","950100633D",12.5,"460-3",2010]
["C-  Area 7","RTU 7","Trane","WSC120E4RGA00DOC1","100310673L",10,"460-3",2010]
["C - Area 8","RTU 8","Trane","WSC120E4RGA00DOC1","949100634L",10,"460-3",2010]
["D - Area 5","RTU 9","Trane","WFD150E40AAA","100310170D",12.5,"460-3",2010]
["A - Area 4","RTU 10","Trane","WSC120E4RGA00DOC1","100510532L",10,"460-3",2010]
["Theatre","RTU 11","Trane","TED360B4AC","C09L03584",30,"460-3",2010]
["C - Area 6","RTU 12","Trane","WSC120E4RGA00DOC1","100310663L",10,"460-3",2010]
["Art","RTU 13","Trane","WSC090E4RGA01DOC1","101010316L",7.5,"460-3",2010]
["Gym Front","RTU 14","Trane","WSC120E4RGA00DOC1","100410223L",10,"460-3",2010]
["Gym Rear","RTU 15","Trane","WSC120E4RGA00DOC1","100510544L",10,"460-3",2010]
["Music/PE Offf.","RTU 16","Trane","WSC120E4RGA00DOC1","100510554L",10,"460-3",2010]
["Main Office","RTU 17","Trane","WCD150E40AAA","100310197D",12.5,"460-3",2010]
["Café","RTU 18","Trane","WFD180E40AAA","100310188D",15,"460-3",2010]
["Kitchen","RTU 19","Trane","WFD180E40AAA","100310215D",15,"460-3",2010]
["E121","RTU 20","Trane","WSC048E4REA0SDOC1","948100975L",4,"460-3",2010]
["E118","RTU 21","Trane","WSC036E4REA0PDOC1","948100865L",3,"460-3",2010]
["E116","RTU 22","Trane","WSC036E4REA0PDOC1","948100885L",3,"460-3",2010]
["E113","RTU 23","Trane","WSC036E4REA0PDOC1","948100845L",3,"460-3",2010]
["E110","RTU 24","Trane","WSC036E4REA0PDOC1","948100855L",3,"460-3",2010]
["E108","RTU 25","Trane","WSC036E4REA0PDOC1","948100895L",3,"460-3",2010]
["E104","RTU 26","Trane","WSC036E4REA0PDOC1","948100875L",3,"460-3",2010]
[{"$nulls":6},248.5]
["EXHAUST FANS "]
["LOCATION","MANUF","MODEL #","CFM","FAN HP","DRIVE","VOLTAGE","YEAR"]
[1,"Twin City","DCRD100B2",150,"1/8","Direct",115,2010]
[2,"Twin City","DCRD100B",150,"1/8","Direct",115,2010]
[3,"Twin City","DCRD060B",75,"1/8","Direct",115,2010]
[4,"Twin City","DCRD100B2",150,"1/8","Direct",115,2010]
[5,"Twin City","DCRD060B",75,"1/8","Direct",115,2010]
[6,"Twin City","DCRD060B",75,"1/8","Direct",115,2010]
[7,"Twin City","DCRD100B2",150,"1/8","Direct",115,2010]
[8,null,"DCRD060-B"]
[9,"Twin City","DCRD150B2",1125,"1/3","Direct",115,2010]
[10,"Twin City","DCRD100B2",225,"1/8","Direct",115,2010]
[11,null,"DCRD060-B"]
[12,"Twin City","DCRD060B",75,"1/8","Direct",115,2010]
[13,"Twin City","DCRD100B2",225,"1/8","Direct",115,2010]
[14,"Twin City","DCRD100B3",225,"1/8","Direct",115,2010]
[15,"Twin City","DCRD060B",75,"1/8","Direct",115,2010]
[16,"Twin City","DCRD120B2",600,"1/4","Direct",115,2010]
[17,"Twin City","DCRD100B3",150,"1/8","Direct",115,2010]
[18,"Twin City","DCRD060B",75,"1/8","Direct",115,2010]
[19,"Twin City","DCRD100B3",300,"1/8","Direct",115,2010]
[20,"Twin City","DCRD060B",75,"1/8","Direct",115,2010]
[21,"Twin City","DCRD060B",75,"1/8","Direct",115,2010]
[22,"Twin City","DCRD120B2",600,"1/4","Direct",115,2010]
[23,"Twin City","DCRD100B3",300,"1/8","Direct",115,2010]
[24,"Twin City","DCRD060B",75,"1/8","Direct",115,2010]
[25,"Twin City","DCRD120B1",1000,"1/4","Direct",115,2010]
[26,"Twin City","DCRD120B1",1000,"1/4","Direct",115,2010]
[27,"Twin City","DCRD100B3",150,"1/8","Direct",115,2010]
[28,"Twin City","DCRD120B3",150,"1/8","Direct",115,2010]
[29,"Twin City","DCRD060B",100,"1/8","Direct",115,2010]
[]
["AREA","UNIT ID","MANUF.","MODEL","SERIAL NO.","TONS","VOLTAGE","YEAR"]
[null,"KEF-1","Flo Aire","BDU24",1238951,null,"208/3ph"]
[null,"KSF-1","Flo Aire","NSA12"]
[null,"CU-1","Mitsubishi","PUY-A18NHA","78690786D",null,"208/1 ph"]
[null,"CU-1A",null,"PKA-A18GA","74A00034C"]
[null,"HP-1","Sanyo","CH2472","0098083",null,null,"230/208/1ph"]
[null,"AH-1","Sanyo","KHS2472",0.0075693,null,null,2009]
[null,"HP-2","Carrier","38MFQO22--3","3115V20671",null,null,"208/230Single Ph"]
[null,"AH-2","Carrier","40MFQ022-3","3115V20626",null,null,"208/230"]
[null,"HP-3","Sanyo","CH2472","0058093",null,null,"208/230/Single Ph"]
[null,"AH-3","Sanyo","KHS2472","0075793"]
[null,"HP-4","Sanyo","CH2472","0094493"]
[null,"AH-4","Sanyo","KHS2472","0074993"]

{"sheet":"LME","index":19,"n_rows":90,"n_cols":8,"rows_kept":90,"merged":[[0,0,0,7],[2,0,2,7]],"flags":["formulas_cached_only"]}
["SCHOOL DISTRICT FIVE OF LEXINGTON AND RICHLAND COUNTIES"]
[]
["LAKE MURRAY ELEMENTARY"]
[]
[]
["AREA","UNIT #","MANUF.","MODEL","SERIAL NO.","TONS","VOLTAGE","YEAR"]
[]
["Admin","RTU 1","Carrier","50HJQ016-600YA","3397F88668",15,"460/3",1998]
["Guidance","RTU 2","Carrier","50TJQ005-601GA","3097G20078",4,"460/3",1998]
["Comp Lab","RTU 3","Carrier","50TJQ005-601GA","2897G20097",4,"460/3",1998]
["Speech","RTU 4","Carrier","50HS-030-311AB","2997G40790",2.5," 208/230-3",1998]
["Speech","RTU 5","Carrier","50HS-024-311AB","2797G40508",2," 208/230-3",1998]
["Chap 1","RTU 6","Carrier","50HS-024-311AB","2997G40721",2," 208/230-3",1998]
["Med Ctr/Sm Groups","RTU 7","Carrier","50TJQ005-601GA","2897G20101",4,"460/3",1998]
["Media Center","RTU 8","Carrier","50TJQ008-601","2997G30529",7.5,"460/3",1998]
["G Tch Wrkrm","RTU 11","Carrier","50HS-024-311AB","2797G40511",2," 208/230-3",1998]
["LD/Resource","RTU 12","Carrier","50HS-024-311AB","2797G40507",2," 208/230-3",1998]
["Med Ctr AV Equip","RTU 13","Carrier","50TJQ004-601GA","2997G20156",3,"460/3",1998]
["Music","RTU 14","Carrier","50TJQ004-601GA","3397G20226",3,"460/3",1998]
["Strings","RTU 15","Carrier","50TJQ004-601GA","3397G20221",3,"460/3",1998]
["Band","RTU 16","Carrier","50TJQ004-601GA","3397G20223",3,"460/3",1998]
["Art","RTU 17","Carrier","50TJQ004-601GA","3397G20225",3,"460/3",1998]
["Science Lab","RTU 18","Carrier","50TJQ004-601GA","3397G20227",3,"460/3",1998]
["Café","RTU 20","Carrier","50HJQ014-600YA","2697F76187",12.5,"460/3",1998]
["Café","RTU 21","Carrier","50HJQ014-600YA","3197F84649",12.5,"460/3",1998]
["PE","RTU 22","Carrier","50TJQ008-601","2997G30530",7.5,"460/3",1998]
["PE","RTU 23","Carrier","50TJQ008-601","2997G30531",7.5,"460/3",1998]
["Kitchen","RTU 24","Carrier","50HJQ016-600YA","3397F88669",15,"460/3",1998]
["Theatre","RTU 25","Carrier","50HJQ016-600YA","3397F88666",15," 460/3",1998]
["Theatre","RTU 26","Carrier","50HJQ016-600YA","3397F88667",15," 460/3",1998]
["OA G105-108","RTU 31","Carrier","50HJ-006-S-621AA","3397G20355",5," 460/3",1998]
["LD/Resource","RTU 32","Carrier","50HS-024-311AB","2797G40510",2," 208/230-3",1998]
["OA G105-108","RTU 33","Carrier","50HJ-006-S-621AA","3397G20352",5," 460/3",1998]
["B Tch Wrkrm","RTU 35","Carrier","50TJQ004-601GA","3397G20222",3," 460/3",1998]
["Admin/P.Hall RR","EF 1","Greenheck","G-120-B","97G17762",null,null,1998]
["Elec Rm by Off","EF 2","Greenheck","G-65-G","97G17892",null,null,1998]
["G. Hall RR","EF 6","Greenheck","G-130-C","97G17771",null,null,1998]
["B. Hall Elec Rm","EF 7","Greenheck","G-90-G","97G17937",null,null,1998]
["B. Hall RR","EF 9","Greenheck","G-95-G","97G17948",null,null,1998]
["Dishwasher","EF 10","Greenheck","G-130-B","97G17770",null,null,1998]
["Kitchen RR","EF 11","Greenheck","G-85-E","97G17933",null,null,1998]
["Yard Storage","EF 14","Greenheck","G-90-G","97G17936",null,null,1998]
[]
["NEW ADDITION"]
["G106-107","RTU-1-D","Trane","WCC024F100BG","Z512NC72H",2,"208-230/1",2002]
[null,"ERU-D","Semco","FV1000H-3RN4AA","26852/M010212-000-01",null,null,2002]
["G 110-111","RTU-1-D-A","Trane","WCC024F100BG","Z512KR02H",2,"208-230/1",2002]
[null,"ERU-D-A","Semco","FV1000H-3RN4AA","26852/M010212-000-03",null,null,2002]
[]
[null,"SPGP-1","Trane","YSC060G4RLA01G0C1A1B6000A0000F","162412252L",null,"460/3",2016]
[null,"SPGP-2","Trane","YSC060G4RLA01G0C1A1B6000A0000F","162412267L",null,"460/3",2016]
[null,"SPGP-3","Trane","YSC036G4RLA01G0C1A1B6000A0000F","162413353L",null,"460/3",2016]
[null,"SPGP-4","Trane","YSC060G4RLA01G0C1A1B6000A0000F","162413441L",null,"460/3",2016]
[null,"SPGP-5","Trane","YSC060G4RLA01G0C1A1B6000A0000F","162412204L",null,"460/3",2016]
[null,"SPGP-6","Trane","YSC060G4RLA01G0C1A1B6000A0000F","162413105L",null,"460/3",2016]
[null,"SPGP-7","Trane","YSC060G4RLA01G0C1A1B6000A0000F","162413661L",null,"460/3",2016]
[null,"SPGP-8","Trane","YSC060G4RLA01G0C1A1B6000A0000F","162412110L",null,"460/3",2016]
[null,"SPGP-9","Trane","YSC060G4RLA01G0C1A1B6000A0000F","162412281L",null,"460/3",2016]
[null,"SPGP-10","Trane","YSC060G4RLA01G0C1A1B6000A0000F","16241339L",null,"460/3",2016]
[null,"SPGP-11","Trane","YSC060G4RLA01G0C1A1B6000A0000F","162413705L",null,"460/3",2016]
[null,"SPGP-12","Trane","YSC060G4RLA01G0C1A1B6000A0000F","162413703L",null,"460/3",2016]
[null,"SPGP-13","Trane","YSC060G4RLA01G0C1A1B6000A0000F","162413559L",null,"460/3",2016]
[null,"SPGP-14","Trane","YSC060G4RLA01G0C1A1B6000A0000F","162413133L",null,"460/3",2016]
[null,"DHP1A","Trane","4TUK4518A10N0A","153152019X",null,"208/230"]
[null,"AHP1A"]
[null,"DHP2A","Trane","4TUK4518A10N0A","153152377X",null,"208/230"]
[null,"AHP2A"]
[null,"CU-1","Mitsubishi","PUY-24NHA","68U01993D",null,"208/230"]
[null,"AH-1","Mitsubishi","PKA-A24FA","76A006000",null,"208/230"]
[null,"CU-1-A","Mitsubishi","PUY-18NHA","63U02636B",null,"208/230"]
[null,"AH-1-A","Mitsubishi","PKA-A18GA","74A00120C",null,"208/230"]
[]
[null,"DOAUF-2","CANARM HVAC","ALX245-DB"]
[null,"KEF-1","COOK","270-LPB","007S4824740000007010997",null,"460/3"]
[null,"KSF-1"]
["COACHES OFFICE",null,"TRANE","4TUK4518A10N0A","153152372X",null,"208/230"]
[]
["Portable 1",null,"BARD","WH361-A10RX4XXQ","125JO31834944-02",null,"208/230"]
["Portable 2",null,"BARD","WH361-A10RX4XXQ","125JO31834939-03",null,"208/230"]
["Portable 3",null,"BARD","WH361-A10RX4XXQ","125JO31834940-04",null,"208/230"]
["Portable 4",null,"BARD","WH361-A10RX4XXQ","125JO31834936-05",null,"208/230"]
["Portable 5",null,"BARD","WH361-A10RXXXXQ","125H072354473-02",null,"208/230"]
["Portable 6",null,"BARD","WH361-A10RXXXXQ","125H072354469-02",null,"208/230"]
["Portable 7",null,"BARD","WH361-A10RXXXXQ","126H072354470-02",null,"208/230"]
["Portable 8",null,"BARD","WH421-A10RX4XXX","126H082513582-02",null,"208/230"]
["Portable 9",null,"BARD","WH421-A10RX4XXX","126H082513585-02",null,"208/230"]
["Portable 10",null,"BARD","WH421-A10RX4XXX","126H082513577-02",null,"208/230"]
["Portable 11",null,"BARD","WH421-A10RX4XXX","126H082513584-02",null,"208/230"]
["Portable 12",null,"BARD","WH421-A10RX4XXX","126H082513571-02",null,"208/230"]
["Portable 13",null,"BARD","WH421-A10RX4XXX","126H082513586-02",null,"208/230"]

{"sheet":"NRE","index":20,"n_rows":154,"n_cols":8,"rows_kept":154,"merged":[[0,0,0,7],[2,0,2,7],[4,0,4,7],[110,0,110,7]],"flags":["formulas_cached_only"]}
["SCHOOL DISTRICT FIVE OF LEXTINGTON AND RICHLAND COUNTIES"]
[]
["NURSERY ROAD ELEMENTARY"]
[]
["HVAC UNITS"]
["AREA","UNIT#","MANUF.","MODEL","SERIAL NO.","TONS","VOLTS","YEAR"]
[]
[null,"WH  cafe","Nickel Shield ",null,69895182,null,"400 GAL"]
[null,null," 750N400A-TP"]
[null,"WH","Nickel Shield ",null,77937881,null,"750 GAL"]
[null,null," 72N750AE"]
[202,"RTU 1","Carrier","48TJE006-601BR","2399G20841",5,460,1999]
[203,"RTU 2","Carrier","48TJE006-601BR","2399G20840",5,460,1999]
[201,"RTU 3","Carrier","48GS-024060301","2599G10958",2,"208/230",1999]
[204,"RTU 4","Carrier","48TJE006-601BR","2399G20848",5,460,1999]
[205,"RTU 5","Carrier","48TJE006-601BR","2399G20844",5,460,1999]
[206,"RTU 6","Carrier","48TJE006-601BR","2399G20849",5,460,1999]
["Comp Lab","RTU 7","Carrier","48TJE005-611BR","2499G20791",4,460,1999]
[211,"RTU 8","Carrier","48TJE005-611BR","2499G20787",4,460,1999]
[207,"RTU 9","Carrier","48GS-024060301","2599G10955",2,"208/230",1999]
[210,"RTU 10","Carrier","48TJE005-611BR","2499G20795",4,460,1999]
[209,"RTU 11","Carrier","48TJE005-611BR","2499G20792",4,460,1999]
[208,"RTU 12","Carrier","48TJE005-611BR","2499G20794",4,460,1999]
[101,"RTU 13","Carrier","48TJD008-621BR","2399G30089",7.5,460,1999]
[102,"RTU 14","Carrier","48TJD008-621BR","2399G30082",7.5,460,1999]
[103,"RTU 15","Carrier","48TJD008-621BR","2399G30081",7.5,460,1999]
[105,"RTU 16","Carrier","48TJD008-621BR","2399G30086",7.5,460,1999]
[106,"RTU 17","Carrier","48TJE006-601BR","2399G20839",5,460,1999]
[108,"RTU 18","Carrier","48TJD008-621BR","2399G30088",7.5,460,1999]
["Corridor","RTU 19","Carrier","48GS-024060301","2599G10957",2,"208/230",1999]
[218,"RTU 20","Carrier","48TJE005-611BR","2499G20783",4,460,1999]
[217,"RTU 21","Carrier","48TJE005-611BR","2499G20785",4,460,1999]
[216,"RTU 22","Carrier","48TJE005-611BR","2499G20801",4,460,1999]
[213,"RTU 23","Carrier","48GS-024060301","2599G10963",2,"208/230",1999]
[215,"RTU 24","Carrier","48TJE005-611BR","2499G20793",4,460,1999]
[214,"RTU 25","Carrier","48TJE005-611BR","2499G20797",4,460,1999]
[224,"RTU 26","Carrier","48TJE005-611BR","2499G20784",4,460,1999]
[223,"RTU 27","Carrier","48TJE006-601BR","2399G20847",5,460,1999]
[219,"RTU 28","Carrier","48GS-024060301","2599G10961",2,"208/230",1999]
[222,"RTU 29","Carrier","48TJE006-601BR","2399G20846",5,460,1999]
[221,"RTU 30","Carrier","48TJE006-601BR","2399G20842",5,460,1999]
[220,"RTU 31","Carrier","48TJE006-601BR","2399G20843",5,460,1999]
["Hall Left","RTU 32","Carrier","48TJD008-621BR","2399G30087",7.5,460,1999]
["Rear Lobby Rt","RTU 33","Carrier","48TJD008-621BR","2399G30090",7.5,460,1999]
["Faculty Lounge Rear","RTU-34","Carrier","48TJE004-611BR","2499G20526",3,"460/3ph"]
["Kitchen","RTU 35","Carrier","48TJD008-621BR","2399G30084",7.5,460,1999]
["Gym L. Rear","RTU 36","Carrier","48TJD008-621BR","3199G30072",7.5,460,1999]
["Gym R. Front","RTU-37","Carrier","48TJE008-621BR","2399G30085",7.5,"460/3ph"]
["Gym R. Ctr","RTU 38","Carrier","48TJD008-621BR","2399G30083",7.5,460,1999]
["Gym R. Rear","RTU 39","Carrier","48TJD008-621BR","2399G30091",7.5,460,1999]
["Gym Office","RTU 40","Carrier","48TJE005-611BR","3000G20807",4,460,2000]
["Kit Off","RTU 41","Carrier","48TFE005-601BA","2401G22366",4,460,2001]
["Gym L. Ctr","RTU 42","Carrier","48TFD008-601BA","2901G33458",7.5,460,2001]
["Kit","RTU 43","Carrier","48TJE006-611BR","3200G21077",5,460,2000]
["Rear Lobby","RTU 44","Carrier","48GS-018040301AD","2600G14334",1.5,"208/230",2000]
["Hall by 420","RTU 45","Carrier","48GS-018040301AD","2600G14335",1.5,"208/230",2000]
[420,"RTU 46","Carrier","48TJE006-611BR","2900G24450",5,460,2000]
[421,"RTU 47","Carrier","48TJE006-611BR","2900G24437",5,460,2000]
[422,"RTU 48","Carrier","48TJE006-611BR","2900G24453",5,460,2000]
[419,"RTU 49","Carrier","48GS-024060301AD","2400G14339",2,"208/230",2000]
[423,"RTU 50","Carrier","48TJE006-611BR","2900G24455",5,460,2000]
[424,"RTU 51","Carrier","48TJE006-611BR","2900G24438",5,460,2000]
[418,"RTU 52","Carrier","48TJE006-611BR","2900G24448",5,460,2000]
[417,"RTU 53","Carrier","48TJE006-611BR","2900G24451",5,460,2000]
[416,"RTU 54","Carrier","48TJE006-611BR","2900G24445",5,460,2000]
[413,"RTU 55","Carrier","48GS-024060301AD","2400G14338",2,"208/230",2000]
[415,"RTU 56","Carrier","48TJE006-611BR","2900G24449",5,460,2000]
[414,"RTU 57","Carrier","48TJE006-611BR","2900G24457",5,460,2000]
["512b","RTU 58","Carrier","48GS-018040301AD","2600G14336",1.5,"208/230",2000]
[512,"RTU 59","Carrier","48TJD008-621BR","2900G30025",7.5,460,2000]
[510,"RTU 60","Carrier","48TJD008-621BR","2900G30024",7.5,460,2000]
[509,"RTU 61","Carrier","48TJE004-611RW","2600G20661",3,460,2000]
["Hall 415","RTU 62","Carrier","48TJE004-611RW","2600G20658",3,460,2000]
[507,"RTU 63","Carrier","48TJE006-611BR","2900G24456",5,460,2000]
[505,"RTU 64","Carrier","48TJE006-611BR","2900G24434",5,460,2000]
[503,"RTU 65","Carrier","48TJE005-611BR","3000G20809",4,460,2000]
[508,"RTU 66","Carrier","48GS-018040301AD","2600G14337",1.5,"208/230",2000]
[null,"RTU 67","Carrier","48TJE005-611BR","3000G20808",4,460]
[412,"RTU 68","Carrier","48TJE005-611BR","3000G20803",4,460,2000]
[411,"RTU 69","Carrier","48TJE005-611BR","3000G20805",4,460,2000]
[407,"RTU 70","Carrier","48GS-024060301AD","2600G14327",2,"208/230",2000]
[410,"RTU 71","Carrier","48TJE006-611BR","2900G24447",5,460,2000]
[409,"RTU 72","Carrier","48TJE005-611BR","3300G20806",4,460,2000]
[408,"RTU 73","Carrier","48TJE005-611BR","3000G20804",4,460,2000]
[402,"RTU 74","Carrier","48TJE006-611BR","2900G24444",5,460,2000]
[403,"RTU 75","Carrier","48TJE005-611BR","3000G20801",4,460,2000]
[401,"RTU 76","Carrier","48GS-024060301AD","2600G14325",2,"208/230",2000]
[404,"RTU 77","Carrier","48TJE006-611BR","2900G24452",5,460,2000]
[405,"RTU 78","Carrier","48TJE006-611BR","2900G24446",5,460,2000]
[406,"RTU 79","Carrier","48TJE006-601BR","2399G20845",5,460,2000]
["Principal","RTU 80","Carrier","48GS-024060301AD","2301G11758",2,"208/230",2001]
["Office","RTU 81","Carrier","48TFE005-601BA","2401G22367",4,460,2001]
["Rt Hall Office","RTU 82","Carrier","48GS-02406030AD","2301G11762",2,"208/230",2001]
["Conf","RTU 83","Carrier","48GS-02406030AD","2301G11763",2,"208/230",2001]
["Nurse","RTU 84","Carrier","48TFE004-601BA","2401G22270",3,460,2001]
["Work Room","RTU 85","Carrier","48TFE005-601BA","2401G22361",4,460,2001]
["Med Office Left","RTU 86","Carrier","48TFE004-601BA","2401G22274",3,460,2001]
["Med Fr Left","RTU 87","Carrier","48TFE006-601BA","2401G22436",5,460,2001]
["Med Fr Right","RTU 88","Carrier","48TFE006-601BA","2401G22439",5,460,2001]
["Med Off Right","RTU 89","Carrier","48TFE006-601BA","2401G22435",5,460,2001]
["Med Hall Fr Right","RTU 90","Carrier","48TJE004-611RW","2600G20660",3,460,2001]
["Med Hall Rr Right","RTU 91","Carrier","48TFE006-601BA","2301G25423",5,460,2001]
["Med Hall Fr Left","RTU 92","Carrier","48TFE-004-601BA","2401G22272",3,460,2001]
["Med Hall Rr Left","RTU 93","Carrier","48TFE006-601BA","2401G22432",5,460,2001]
["Theatre","RTU 94","Carrier","48FJD044-610B","2601F93818",40,460,2001]
["Cafeteria","RTU 95","Carrier","48HJD017-690YB","2001F83892",15,460,2001]
["Cafeteria","RTU 96","Carrier","48TFD014-601BA","2401G32391",12.5,460,2001]
[null,"CU 1","Mitsubshi","PUY-A18NHA","78U90735D",1.5,"208/230"]
[{"$nulls":5},485.5]
[]
["FANS"]
["AREA","UNIT#","MANUF.","MODEL","SERIAL NO.","TONS","VOLTS","YEAR"]
[null,29,"Cook","90C15DH","12456612690000007110901",null,115]
[null,33,"Cook","70C15DH","124566126900000054070901",null,115]
[null,32,"Cook","70C15DH","124566126900000054060901",null,115]
[null,31,"Cook","70C15DH","124566126900000054030901",null,115]
[null,30,"Cook","70C15DH","124566126900000054040901",null,115]
[null,34,"Cook","70C15DH","124566126900000066020901",null,115]
[null,35,"Cook","70C15DH","124566126900000054020901",null,115]
[null,28,"Cook","90C15DH","12456612690000007160901",null,115]
[null,27,"Cook","90C15DH","12456612690000007080901",null,115]
[null,26,"Cook","90C15DH","12456612690000007150901",null,115]
[null,25,"Cook","90C15DH","12456612690000007090901",null,115]
[null,24,"Cook","90C15DH","12456612690000007050901",null,115]
[null,23,"Cook","90C15DH","12456612690000007030901",null,115]
[null,22,"Cook","90C15DH","12456612690000007130901",null,115]
[null,1,"Cook","90C15DH","12456612690000007060901",null,115]
[null,21,"Cook","120C10D","124566126900000035030901",null,115]
[null,20,"Cook","90C15DH","12456612690000007140901",null,115]
[null,19,"Cook","90C15DH","12456612690000007070901",null,115]
[null,18,"Cook","120C10D","124566126900000035040901",null,115]
[null,17,"Cook","90C15DH","12456612690000007100901",null,115]
[null,5,"Cook","70C15DH","124566126900000054050901",null,115]
[null,2,"Cook","90C15DH","124566126900000045020901",null,115]
[null,3,"Cook","90C15DH","12456612690000007120901",null,115]
[null,16,"Cook","90C15DH","12456612690000007040901",null,115]
[null,15,"Cook","90C15DH","12456612690000007190901",null,115]
[null,14,"Cook","90C15DH","12456612690000007210901",null,115]
[null,13,"Cook","90C15DH","12456612690000007020901",null,115]
[null,9,"Cook","90C15DH","124566126900000076150901",null,115]
[null,8,"Cook","90C15DH","124566126900000033010102",null,115]
[null,4,"Cook","90C15DH","12456612690000007180901",null,115]
[null,6,"Cook","90C15DH","12456612690000007170901",null,115]
[null,7,"Cook","90C15DH","12456612690000007200901",null,115]
[null,10,"Cook","90C15DH","12456612690000007010901",null,115]
[null,11,"Cook","90C15DH","124566126900000045010901",null,115]
[null,12,"Cook","70C15DH","124566126900000051010901",null,115]
[null,40,"Cook","120C10D","124566126900000035010901",null,115]
[null,41,"Cook","135C10D","124566126900000026010901",null,115]
[null,42,"Cook","70C15DH","124566126900000016040901",null,115]
[null,39,"Cook","120C10D","124566126900000035020901",null,115]
[null,38,"Greenheck","G-133-B-X","13535658-1401",null,115]
[null,"KSF-1","Cook","MCD-120-SASP-120ASP-SD","419SG57699-00/0002001",null,460,2016]
[null,"KEF-1","Cook","195-VCR-195V9B","419SG57699-00/0000701",null,460,2016]

{"sheet":"OPE","index":21,"n_rows":150,"n_cols":9,"rows_kept":150,"merged":[[0,0,0,8],[2,0,2,8]],"flags":["formulas_cached_only"]}
["SCHOOL DISTRICT FIVE OF LEXINGTON AND RICHLAND COUNTIES"]
[]
["OAK POINTE ELEMENTARY"]
[]
[]
["AREA","UNIT#","TYPE","MANUF.","MODEL","SERIAL NO.","TONS","VOLTAGE","YEAR"]
[null," "]
[null,1,"RTAC 1-20","Carrier","50AK-020AC-611HN","0590001636",20,"460/3",2003]
["Reception",1.11,"FPVAV",{"$nulls":5},2003]
["Conf Rm",1.7,"FPVAV",{"$nulls":5},2003]
["Principal",1.13,"FPVAV",{"$nulls":5},2003]
["Princ Secr",1.12,"FPVAV",{"$nulls":5},2003]
["Nurse",1.9,"FPVAV",{"$nulls":5},2003]
["Psych",1.14,"FPVAV",{"$nulls":5},2003]
["Office",{"v":1.1,"d":"1.10"},"FPVAV",{"$nulls":5},2003]
["P510",1.16,"FPVAV",{"$nulls":5},2003]
["Commons",1.8,"FPVAV",{"$nulls":5},2003]
["Commons","M3","FPVAV",{"$nulls":5},2003]
["W. Foyer",1.15,"FPVAV",{"$nulls":5},2003]
["S. Foyer",1.6,"FPVAV",{"$nulls":5},2003]
["Med Ctr NE","M4","FPVAV",{"$nulls":5},2003]
["Med Ctr NW","M5","FPVAV",{"$nulls":5},2003]
["Med Ctr SW","M6","FPVAV",{"$nulls":5},2003]
["Med Ctr SE","M8","FPVAV",{"$nulls":5},2003]
["Med Ctr P514","M2","FPVAV",{"$nulls":5},2003]
["Med Ctr P515","M1","FPVAV",{"$nulls":5},2003]
["Med Ctr P516","M7","FPVAV",{"$nulls":5},2003]
["Asst. Princ.",1.5,"FPVAV",{"$nulls":5},2003]
["Office P521",1.4,"FPVAV",{"$nulls":5},2003]
["Office P522",1.3,"FPVAV",{"$nulls":5},2003]
["Office P",1.2,"FPVAV",{"$nulls":5},2003]
["Guid Office",1.1,"FPVAV",{"$nulls":5},2003]
["Media Center","RTAC 2-20","RTAC 2-20","Carrier","50AK-020AC-611HN","0706U03338",20,"460/3",2003]
["P526","RTAC 3-5","RTAC 3-5","Carrier","50HJ-006-631NB","0406G40425",5,"460/3",2003]
["G401, G402","RTU 2-2.5","RTU","Carrier","50JX-024-321","3705CT21525",null,"208/230/1",2003]
["Cafe Right","GP 3-12.5","GP","Carrier","48HJR014GH-661HV","0406G50701",12.5,"460/3",2003]
["Cafe Left","GP 2-12.5","GP","Carrier","48HJR014GH-661HV","0406G50702",12.5,"460/3",2003]
["Kitchen","GP 1-7.5","GP","Carrier","48HJR008GH-641NB","0406G30791",7.5,"460/3",2003]
["Kitchen Office","RTU 1-2","RTU","Carrier","50JX-030-511","1606G41422",2,"208/230/3",2003]
["The units have no","tag","number so","they are","verified based on room # and data","plate information."]
["G403",null,"FHP","Scholar II","VA130HPD7 5HGG11 QV2 2016","BT-F000-105744-000-005",2.5,"460/3",2003]
["G404",null,"FHP","Scholar II","VA130HPD7 5HGG11 QV2 2016","BT-F000-105744-000-003",2.5,"460/3",2003]
["G405",null,"FHP","Scholar II","VA130HPD7 5HGG11 QV2 2016","BT-F000-105857-001-002"]
["G406",null,"FHP","Scholar II","VA130HPD7 5HGG11 QV2 2016","BT-F000-105857-000-025",2.5,"460/3",2003]
["G407",null,"FHP","Scholar II","VA130HPD7 5HGG11 QV2 2016","BT-F000-105857-000-016",2.5,"460/3",2003]
["G410",null,"FHP","Scholar II","VA130HPD7 5HGG11 QV2 2016","BT-F000-105857-000-021"]
["G412",null,"FHP","Scholar II","VA130HPD7 5HGG11 QV2 2016","BT-F000-105858-000-001",2.5,"460/3",2003]
["B301",null,"FHP","Scholar II","VA130HPD7 5HGG11 QV2 2016","BT-F000-105857-000-017",2.5,"460/3",2003]
["B302",null,"FHP","Scholar II","VA130HPD7 5HGG11 QV2 2016","BT-F000-105857-000-018",2.5,"460/3",2003]
["B303",null,"FHP","Scholar II","VA130HPD7 5HGG11 QV2 2016","BT-F000-105857-000-013",2.5,"460/3",2003]
["B304",null,"FHP","Scholar II","VA130HPD7 5HGG11 QV2 2016","BT-F000-105857-000-014",2.5,"460/3",2003]
["B305",null,"FHP","Scholar II","VA130HPD7 5HGG11 QV2 2016","BT-F000-105857-000-003",2.5,"460/3",2003]
["B306",null,"FHP","Scholar II","VA130HPD7 5HGG11 QV2 2016","BT-F000-105857-000-015",2.5,"460/3",2003]
["B307",null,"FHP","Scholar II","VA130HPD7 5HGG11 QV2 2016","BT-F000-105857-000-001",2.5,"460/3",2003]
["B308",null,"FHP","Scholar II","VA130HPD7 5HGG11 QV2 2016","BT-F000-105857-000-008",2.5,"460/3",2003]
["B309",null,"FHP","Scholar II","VA130HPD7 5HGG11 QV2 2016","BT-F000-105857-000-011",2.5,"460/3",2003]
["B310",null,"FHP","Scholar II","VA130HPD7 5HGG11 QV2 2016","BT-F000-105857-000-009",2.5,"460/3",2003]
["B311",null,"FHP","Scholar II","VA130HPD7 5HGG11 QV2 2016","BT-F000-105857-000-012",2.5,"460/3",2003]
["B312",null,"FHP","Scholar II","VA130HPD7 5HGG11 QV2 2016","BT-F000-105857-000-010",2.5,"460/3",2003]
["B313",null,"FHP","Scholar II","VA130HPD7 5HGG11 QV2 2016","BT-F000-105857-000-007",2.5,"460/3",2003]
["R201",null,"FHP","Scholar II","VA130HPD7 5HGG11 QV2 2016","BT-F000-105744-000-004",2.5,"460/3",2003]
["R202",null,"FHP","Scholar II","VA130HPD7 5HGG11 QV2 2016","BT-F000-105744-000-001",2.5,"460/3",2003]
["R203",null,"FHP","Scholar II","VA130HPD7 5HGG11 QV2 2016","BT-F000-105857-000-019",2.5,"460/3",2003]
["R204",null,"FHP","Scholar II","VA130HPD7 5HGG11 QV2 2016","BT-F000-105857-000-027",2.5,"460/3",2003]
["R205",null,"FHP","Scholar II","VA130HPD7 5HGG11 QV2 2016","BT-F000-105857-000-024",2.5,"460/3",2003]
["R206",null,"FHP","Scholar II","VA130HPD7 5HGG11 QV2 2016","BT-F000-105857-001-002",2.5,"460/3",2003]
["R207",null,"FHP","Scholar II","VA130HPD7 5HGG11 QV2 2016","BT-F000-105856-000-002",2.5,"460/3",2003]
["R208",null,"FHP","Scholar II","VA130HPD7 5HGG11 QV2 2016","BT-F000-105857-001-014",2.5,"460/3",2003]
["R209",null,"FHP","Scholar II","VA130HPD7 5HGG11 QV2 2016","BT-F000-105857-000-020",2.5,"460/3",2003]
["R210",null,"FHP","Scholar II","VA130HPD7 5HGG11 QV2 2016","BT-F000-105857-001-010",2.5,"460/3",2003]
["R211",null,"FHP","Scholar II","VA130HPD7 5HGG11 QV2 2016","BT-F000-105857-000-004",2.5,"460/3",2003]
["R212",null,"FHP","Scholar II","VA130HPD7 5HGG11 QV2 2016","BT-F000-105857-001-016",2.5,"460/3",2003]
["R213",null,"FHP","Scholar II","VA130HPD7 5HGG11 QV2 2016","BT-F000-105857-001-003",2.5,"460/3",2003]
["Y101",null,"FHP","Scholar II","VA130HPD7 5HGG11 QV2 2016","BT-F000-105857-000-023",2.5,"460/3",2003]
["Y102",null,"FHP","Scholar II","VA130HPD7 5HGG11 QV2 2016","BT-F000-105857-001-015",2.5,"460/3",2003]
["Y103",null,"FHP","Scholar II","VA130HPD7 5HGG11 QV2 2016","BT-F000-105857-001-009",null,"460/3"]
["Y104",null,"FHP","Scholar II","VA130HPD7 5HGG11 QV2 2016","BT-F000-105857-001-013",2.5,"460/3",2003]
["Y105",null,"FHP","Scholar II","VA130HPD7 5HGG11 QV2 2016","BT-F000-105857-001-005",2.5,"460/3",2003]
["Y106",null,"FHP","Scholar II","VA130HPD7 5HGG11 QV2 2016","BT-F000-105857-001-006",2.5,"460/3",2003]
["Y108",null,"FHP","Scholar II","VA130HPD7 5HGG11 QV2 2016","BT-F000-105857-001-008",2.5,"460/3",2003]
["Y109",null,"FHP","Scholar II","VA130HPD7 5HGG11 QV2 2016","BT-F000-105857-001-011",2.5,"460/3",2003]
["Y110",null,"FHP","Scholar II","VA130HPD7 5HGG11 QV2 2016","BT-F000-105857-001-007",2.5,"460/3",2003]
["Y111",null,"FHP","Scholar II","VA130HPD7 5HGG11 QV2 2016","BT-F000-105857-001-012",2.5,"460/3",2003]
["Y112",null,"FHP","Scholar II","VA130HPD7 5HGG11 QV2 2016","BT-F000-105857-000-026",2.5,"460/3",2003]
["Y113",null,"FHP","Scholar II","VA130HPD7 5HGG11 QV2 2016","BT-F000-105857-000-022",2.5,"460/3",2003]
["Y114",null,"FHP","Scholar II","VA130HPD7 5HGG11 QV2 2016","BT-F000-105857-001-001",2.5,"460/3",2003]
["G408","GP 6-4","GP","Carrier","48HJR005CHJ651NB","0406G10513",4,"460/3",2003]
["G408","GP 6-4","ERU","Carrier","FIOP-100-311GA","4505V30620",null,"208/230/1",2003]
["G409","GP 5-4","GP","Carrier","48HJR005CHJ651NB","0406G10512",4,"460/3",2003]
["G409","GP 5-4","ERU","Carrier","FIOP-100-311GA","0306V40525",null,"208/230/1",2003]
["G411","GP 4-4","GP","Carrier","48HJR005CHJ651NB","0406G10514",4,"460/3",2003]
["G411","GP4-4","ERU","Carrier","FIOP-100-311GA","0106V20351",null,"208/230/1",2003]
["Auditorium","GP 7-15","GP","Carrier","48HGL016A-611AN","0806G50010",15,"460/3",2003]
["Gym/Aud Lobby","GP 10-4","GP","Carrier","48HJR005GH-651NB","0306G30460",5,"460/3",2003]
["Aud. Stage","GP 8-15","GP","Carrier","48HGL016A-611AN","0806G50011",15,"460/3",2003]
["Gym","GP 9-7.5","GP","Carrier","48HJR008GH-641NB","0406G30790",7.5,"460/3",2003]
[null,"VF-A-1","VF","Carnes","VEDK12M2AIUA20SPC1","179501.042",null,"115/1",2006]
[null,"VF-A2","VF","Carnes","VEDK06J2AIUA20SPC1","179501.006",null,"115/1",2006]
[null,"VF-A3","VF","Carnes","VEDK08F3AIUA20SPC1","179501.016",null,"115/1",2006]
[null,"VF-A4","VF","Carnes","VEDK06J2AIUA20SPC1","179501.007",null,"115/1",2006]
[null,"VF-A5","VF","Carnes","VEDK08F3AIUA20SPC1","179501.017",null,"115/1",2006]
[null,"VF-A6","VF","Carnes","VEDK10J3AIUA20SPC1","179501.034",null,"115/1",2006]
[null,"VF-A7","VF","Carnes","VEDK06J2AIUA20SPC1","179501.008",null,"115/1",2006]
[null,"VF-A8","VF","Carnes","VEDK06J2AIUA20SPC1","179501.009",null,"115/1",2006]
[null,"VF-B1","VF","Carnes","VEDK06F3AIUA20SPC1","179501.001",null,"115/1",2006]
[null,"VF-B2","VF","Carnes","VEDK08F3AIUA20SPC1","179501.018",null,"115/1",2006]
[null,"VF-B3","VF","Carnes","VEDK08F3AIUA20SPC1","179501.019",null,"115/1",2006]
[null,"VF-B4","VF","Carnes","VEDK06J2AIUA20SPC1","179501.010",null,"115/1",2006]
[null,"VF-B5","VF","Carnes","VEDK08F3AIUA20SPC1","179501.020",null,"115/1",2006]
[null,"VF-B6","FVF","Carnes","VEDK08F3AIUA20SPC1","179501.021",null,"115/1",2006]
[null,"VF-B7","VF","Carnes","VEDK06J2AIUA20SPC1","179501.011",null,"115/1",2006]
[null,"VF-B8","VF","Carnes","VEDK06J3AIUA20SPC1","179501.035",null,"115/1",2006]
[null,"VF-C1","VF","Carnes","VEDK08F3AIUA20SPC1","179501.022",null,"115/1",2006]
[null,"VF-C2","VF","Carnes","VEDK08F3AIUA20SPC1","179501.023",null,"115/1",2006]
[null,"VF-C3","VF","Carnes","VEDK08F3AIUA20SPC1","179501.024",null,"115/1",2006]
[null,"VF-C4","VF","Carnes","VEDK06F3AIUA20SPC1","179501.002",null,"115/1",2006]
[null,"VF-C5","VF","Carnes","VEDK06J2AIUA20SPC1","179501.012",null,"115/1",2006]
[null,"VF-C6","VF","Carnes","VEDK08F3AIUA20SPC1","179501.025",null,"115/1",2006]
[null,"VF-C7","VF","Carnes","VEDK08F3AIUA20SPC1","179501.026",null,"115/1",2006]
[null,"VF-C8","VF","Carnes","VEDK06J2AIUA20SPC1","179501.013",null,"115/1",2006]
[null,"VF-C9","VF","Carnes","VEDK06J2AIUA20SPC1","179501.014",null,"115/1",2006]
[null,"VF-C10","VF","Carnes","VEDK08F3AIUA20SPC1","179501.027",null,"115/1",2006]
[null,"VF-D1","VF","Carnes","VEDK12M2AIUA20SPC1","179501.043",null,"115/1",2006]
[null,"VF-D2","VF","Carnes","VEDK06F3AIUA20SPC1","179501.003",null,"115/1",2006]
[null,"VF-D3","VF","Carnes","VEDK08F3AIUA20SPC1","179501.028",null,"115/1",2006]
[null,"VF-E1","VF","Carnes","VEDK10J1AIUA20SPC1","179501.036",null,"115/1",2006]
[null,"VF-E2","VF","Carnes","VEDK08F0AIUA20SPC1","179501.029",null,"115/1",2006]
[null,"VF-E3","VF","Carnes","VEDK10J3AIUA20SPC1","179501.037",null,"115/1",2006]
[null,"VF-E4","VF","Carnes","VEDK08F3AIUA20SPC1","179501.030",null,"115/1",2006]
[null,"VF-E5","VF","Carnes","VEDK06J2AIUA20SPC1","179501.015",null,"115/1",2006]
[null,"VF-F1","VF","Carnes","VEDK06F3AIUA20SPC1","179501.004",null,"115/1",2006]
[null,"VF-F2","VF","Carnes","VUDK12J3AIUA20SPC1","179501.044",null,"115/1",2006]
[null,"VF-F3","VF","Carnes","VEDK08F3AIUA20SPC1","179501.031",null,"115/1",2006]
[null,"VF-F4","VF","Carnes","VEDK06F3AIUA20SPC1","179501.005",null,"115/1",2006]
[null,"VF-G2","VF","Carnes","VEDK08F3AIUA20SPC1","179501.032",null,"115/1",2006]
[null,"VF-G3","VF","Carnes","VEDK10J3AIUA20SPC1","179501.038",null,"115/1",2006]
[null,"VF-G4","VF","Carnes","VEDK08F3AIUA20SPC1","179501.033",null,"115/1",2006]
[null,"VF-G5","VF","Carnes","VEDK10J3AIUA20SPC1","179501.039",null,"115/1",2006]
[null,"VF-G6","VF","Carnes","VEDK10J3AIUA20SPC1","179501.040",null,"115/1",2006]
[null,"VF-G7","VF","Carnes","VEDK10J3AIUA20SPC1","179501.041",null,"115/1",2006]
[null,"KEF-1","KEF","Captive Aire","NCA24HPFA","NA",null,"460/3",2006]
[null,"KEF-2","KEF","Captive Aire","NCA24HPFA","NA",null,"460/3",2006]
[null,"KSF-1","KSF","Captive Aire","A3-G18","NA",null,null,2006]
[null,"KEF-3",null,"Captive Aire","NCA10FA","NA",null,"115/1",2006]
[null,"HP 1-18",null,"Carrier","380R018D-341","5105X55536",null,"208/230/1",2005]
[null,"CU 1-18",null,"Carrier","38HDL018-301","3105X49063",null,"208/230/1",2005]
[null,"CU 2-18",null,"Carrier","38HDL018-301","3105X49065",null,"208/230/1",2005]
[null,"CU 3-18",null,"Carrier","38HDL018-301","3105X49062",null,"208/230/1",2005]
[null,"CU 4-18",null,"Carrier","38HDL018-301","3105X49064",null,"208/230/1",2005]
[null,"CU 5-18",null,"Carrier","38HDL018-301","3105X49061",null,"208/230/1",2005]

{"sheet":"RSE","index":22,"n_rows":116,"n_cols":8,"rows_kept":116,"merged":[[0,0,0,7],[2,0,2,7]],"flags":["formulas_cached_only"]}
["SCHOOL DISTRICT FIVE OF LEXINGTON AND RICHLAND COUNTIES"]
[]
["RIVER SPRINGS ELEMENTARY"]
[]
[]
["AREA","TYPE","MANUF.","MODEL","SERIAL NO.","TONS","VOLTS","YEAR"]
[{"$nulls":7},"Installed"]
["PE","RTHP 22","Carrier","50TJQ008-601","3397G30619",7.5,"460 3PH",1997]
["PE","RTHP 23","Carrier","50TJQ008-601","3097G30420",7.5,"460 3PH",1997]
["Kit Hood","KSF-13","Ares","SC-2 FKIE",293244,null,460,1997]
["Kitchen Hood","KEF-1","Greenheck","CUBE-300HP-50-G",14645420]
[null,"REF-1","Greenheck","GB-091-4","14645421-16F",null,115]
["Dishwasher","REF-10","Greenheck","G-14-BXQD","97G03718",null,null,1997]
["Kit Elec Rm","REF-11","Greenheck","G-85-DGEXQD","97G11170",null,null,1997]
["Yard Storage","REF-14","Greenheck","G-90-DGEX-QD","97F08567",null,null,1997]
[null,"CU-1","MITSU","PUY-A18NHA","78U90733D",null,"208/230/1"]
["PRINC","UV-1","AAF","WABMCVTAAE21017000","77G04395 00"]
[null,"CU-2","MITSU","PUY-A24NHA","68U01661D",null,"208/230/1"]
[null,"AH-1 (CU-1)","MITSU","PKA-A24FA","76A0609C",null,"208/230/1"]
[null,"AH-2 (CU-2)","MITSU","PKA-A18GA","74A00037C",null,"208/230/1"]
[null,"DHP-1","MITSU","SLZ-KA15NA","52M00480",null,"208/230/1"]
[null,"DHP-1A","Mitsu","SUZ-KA15N8","4XP01409",null,"208/230/1",2015]
[null,"DHP-2 ","MITSU","SLZ-KA15NA","44M00967",null,"208/230/1"]
[null,"DHP-2A","MITSU","SUZ-KA15NA","4YP01513",null,"208/230/1"]
[null,"DHP-3 ","MITSU","SLZ-KA15NA","44M00964",null,"208/230/1"]
[null,"DHP-3A","MITSU","SUZ-KA15NA","4XP01423",null,"208/230/1"]
[null,"DOAU-1","Munters"]
[null,"DOAUF-1B","Greenheck","GB-180-7","14657305-16F",null,"115/PH 1",2016]
[null,"DOAU-2","Munters"]
[null,"DOAU-3","Munters"]
[null,"SPGP-1","Trane","YSC060E4RLA1SGOC1A1-","152310434L",null,"460/PH 3",2015]
[{"$nulls":3},"B6000A0000B0000000000"]
[null,"SPGP-2","Trane","YSC060E4RLA1SGOC1A1-","152310032L",null,"460/PH 3",2015]
[{"$nulls":3},"B6000A0000B0000000000"]
[null,"SPGP-3","Trane","YSC060E4RLA1SGOC1A1-","152310274L",null,"460/PH 3",2015]
[{"$nulls":3},"B6000A0000B0000000000"]
[null,"SPGP-4","Trane","YSC060E4RLA1SGOC1A1-","152310034L",null,"460/PH 3",2015]
[{"$nulls":3},"B6000A0000B0000000000"]
[null,"SPGP-5","Trane","YSC036E4RLATGOC1A1-","152310432L",null,"460/PH 3",2015]
[{"$nulls":3},"B6000A0000B0000000000"]
[null,"SPGP-6","Trane","YSC102F4RLAOBGOC1A1-","152310454L",null,"460/PH 3",2015]
[{"$nulls":3},"B6000A0000D0000000000"]
[null,"SPGP-7","Trane","YSC036E4RLA01TGOC1A1-","152310392L",null,"460/PH 3",2015]
[{"$nulls":3},"B6000A0000B0000000000"]
[null,"SPGP-8","Trane","YSC060E4RLA1SGOC1A1-","152310314L",null,"460/PH 3",2015]
[{"$nulls":3},"B6000A0000B0000000000"]
[null,"SPGP-9","Trane","YSC060E4RLA1SGOC1A1-","152310354L",null,"460/PH 3",2015]
[{"$nulls":3},"B6000A0000B0000000000"]
[null,"SPGP-10","Trane","YSC060E4RLA1SGOC1A1-","152310554L",null,"460/PH 3",2015]
[{"$nulls":3},"B6000A0000B0000000000"]
[null,"SPGP-11","Trane","YSC060E4RLA1SGOC1A1-","152310552L",null,"460/PH 3",2015]
[{"$nulls":3},"B6000A0000B0000000000"]
[null,"SPGP-12","Trane","YSC060E4RLA1SGOC1A1-","152310154L",null,"460/PH 3",2015]
[{"$nulls":3},"B6000A0000B0000000000"]
[null,"SPGP-13","Trane","YSC060E4RLA1SGOC1A1-","152310514L",null,"460/PH 3",2015]
[{"$nulls":3},"B6000A0000B0000000000"]
[null,"SPGP-14","Trane","YSC060E4RLA1SGOC1A1-","152310234L",null,"460/PH 3",2015]
[{"$nulls":3},"B6000A0000B0000000000"]
[null,"SPGP-15","Trane","YSC060E4RLA1SGOC1A1-","152310074L",null,"460/PH 3",2015]
[{"$nulls":3},"B6000A0000B0000000000"]
[null,"SPGP-17","Trane","YSC060E4RLA1SGOC1A1-","152310394L",null,"460/PH 3",2015]
[{"$nulls":3},"B6000A0000B0000000000"]
[null,"SPGP-16","Trane","YSC060E4RLA1SGOC1A1-","152310194L",null,"460/PH 3",2015]
[{"$nulls":3},"B6000A0000B0000000000"]
[null,"SPGP-18","Trane","YSC060E4RLA1SGOC1A1-","152310474L",null,"460/PH 3",2015]
[{"$nulls":3},"B6000A0000B0000000000"]
[null,"SPGP-19","Trane","YSC060E4RLA1SGOC1A1-","152310114L",null,"460/PH 3",2015]
[{"$nulls":3},"B6000A0000B0000000000"]
[null,"SPGP-20","Trane","YSC048E4RLA1VGOC1A1-","152310472L",null,"460/PH 3",2016]
[{"$nulls":3},"B6000A0000F0000000000"]
["Mini Theatre","SPGP-21","Trane","YSD180F4RLAO7HOC1A1-","15230585D",null,"460/PH 3",2015]
[{"$nulls":3},"B6000A000000000000000"]
["Mini Theatre","SPGP-22","Trane","YSD180F4RLAO7HOC1A1-","152310724D",null,"460/PH 3",2015]
[{"$nulls":3},"B6000A000000000000000"]
[null,"SPGP-23","Trane","YSC036G4RLAO1GOC1A1-","162412236L",null,"460/PH 3",2016]
[{"$nulls":3},"B6000A0000F0000000000"]
[null,"SPGP-24","Trane","YSC090F4RLA1VGOC1A1-","162413639L",null,"460/PH 3",2016]
[{"$nulls":3},"B600AA0000C0000000000"]
[null,"SPGP-25","Trane","YSC060G4RLAO1GOC1A1-","162412094L",null,"460/PH 3",2016]
[{"$nulls":3},"B6000A0000F0000000000"]
[null,"SPGP-26","Trane","YSC036G4RLAO1GOC1A1-","162413265L",null,"460/PH 3",2016]
[{"$nulls":3},"B6000A0000F0000000000"]
[null,"SPGP-27","Trane","YSC036G4RLAO1GOC1A1-","162412254L",null,"460/PH 3",2016]
[{"$nulls":3},"B6000A0000F0000000000"]
[null,"SPGP-28","Trane","YSC036G4RLAO1GOC1A1-","162413309L",null,"460/PH 3",2016]
[{"$nulls":3},"B6000A0000F0000000000"]
[null,"SPGP-29","Trane","YSC072F4RLA1VGOC1A1-","162413683L",null,"460/PH 3",2016]
[{"$nulls":3},"B6000A0000C0000000000"]
[null,"SPGP-30","Trane","YSC048G4RLAO1GOC1A1-","162413177L",null,"460/PH 3",2016]
[{"$nulls":3},"B6000A0000F0000000000"]
[null,"SPGP-31","Trane","YSC060G4RLAO1GOC1A1-","162412126L",null,"460/PH 3",2016]
[{"$nulls":3},"B6000A0000F0000000000"]
[null,"SPGP-32","Trane","YSC060G4RLAO1GOC1A1-","162412078L",null,"460/PH 3",2016]
[{"$nulls":3},"B6000A0000F0000000000"]
[null,"SPGP-33","Trane","YSC036G4RLAO1GOC1A1-","162413573L",null,"460/PH 3",2016]
[{"$nulls":3},"B6000A0000F0000000000"]
[null,"SPGP-34","Trane","YSC048G4RLAO1GOC1A1-","162413221L",null,"460/PH 3",2016]
[{"$nulls":3},"B6000A0000F0000000000"]
[null,"SPGP-35","Trane","YSC036G4RLAO1GOC1A1-","162412220L",null,"460/PH 3",2016]
[{"$nulls":3},"B6000A0000F0000000000"]
[null,"SPGP-36","Trane","YSC036G4RLAO1GOC1A1-","162413485L",null,"460/PH 3",2016]
[{"$nulls":3},"B6000A0000F0000000000"]
[null,"SPGP-37","Trane","YSC036G4RLAO1GOC1A1-","162412269L",null,"460/PH 3",2016]
[{"$nulls":3},"B6000A0000F0000000000"]
[null,"SPGP-38","Trane","YSC036G4RLAO1GOC1A1-","162412188L",null,"460/PH 3",2016]
[{"$nulls":3},"B6000A0000F0000000000"]
[null,"SPGP-39","Trane","YSC036G4RLAO1GOC1A1-","162413529L",null,"460/PH 3",2016]
[{"$nulls":3},"B6000A0000F0000000000"]
[null,"SPGP-40","Trane","YSC036G4RLAO1GOC1A1-","162413617L",null,"460/PH 3",2016]
[{"$nulls":3},"B6000A0000F0000000000"]
["Kitchen   ","SPGP-43","Trane","YSD210F4RLBOCHOC1A1-","162511227D",null,"460/PH 3",2016]
[{"$nulls":3},"B6000A000000000000000"]
["Cafeteria","SPGP-41","Trane","YSD180F4RLAOBHOC1A1-","16251123D",null,"460/PH 3",2016]
[{"$nulls":3},"B600AA000000000000000"]
["Cafeteria","SPGP-42","Trane","YSD180F4RLAOBHOC1A1-","162511235D",null,"460/PH 3",2016]
[{"$nulls":3},"B600AA000000000000000"]

{"sheet":"SOE","index":23,"n_rows":119,"n_cols":9,"rows_kept":119,"merged":[[0,0,0,8],[2,0,2,8]],"flags":["formulas_cached_only"]}
["SCHOOL DISTRICT FIVE OF LEXINGTON AND RICHLAND COUNTIES"]
[]
["SEVEN OAKS ELEMENTARY"]
[]
[]
["AREA"," UNIT#","TYPE","MANUF.","MODEL","SERIAL NO.","TONS","VOLTAGE","YEAR"]
[]
["Cafeteria","MAU-2","MAU ","CAPTIVEAIRE","A2D250-G15","No #"]
["Cafeteria","MAU-1","MAU","CAPTIVEAIRE","A2D250-G15","No #"]
["Cafeteria","RTU-1","RTU ","TRANE","YCD151F3LNAB","122410122D"]
["Cafeteria","HEF-1","HEF","CAPTIVEAIRE","NCA36HPFA"]
["Cafeteria","HP","HP","DAIKIN","RZQ24PVJU9","A000743"]
["Cafeteria","DEF-1","DEF","CAPTIVEAIRE","DU33HFA","No #"]
["Cafeteria","RTU-51","RTU ","CARRIER","48TCSB04A2M5A0A2F0","3010G30369"]
[]
[]
[]
[]
["Cafeteria","FCU-1","FCU","Trane","CSAA010UAB00","K10F59292",null,"200/3"]
[101,"RTU-01","RTU","Carrier","48ES-A3006050GS","2910C89676",2.5,"208/230-3",2010]
[102,"RTU-05","RTU","Carrier","48TCSB04A2M5A0A2F0","3010G30361",2.5,"208/230-3",2010]
[103,"RTU-02","RTU","Carrier","48ES-A3006050GS","2910C89677",2.5,"208/230-3",2010]
[104,"RTU-04","RTU","Carrier","48TCSB04A2M5A0A2F0","3010G30370",2.5,"208/230-3",2010]
[106,"RTU-06","RTU","Carrier","48TCSB04A2M5A0A2F0","3010G30364",8,"208/230-3",2010]
[107,"RTU-03","RTU","Carrier","48TCSB04A2M5A0A2F0","3010G30360",2.5,"208/230-3",2010]
[201,"RTU-A-1","RTU","Carrier","4BHJE004--541NB","2102G00298",null,"208/230/3"]
[203,"RTU-A-2","RTU","Carrier","4BHJE004--541NB","2102G10342",null,"208/230/3"]
[204,"RTU-B-2","RTU","Carrier","4BHJE004--541NB","2102GD0296",null,"208/230/3"]
[205,"RTU-A-3","RTU","Carrier","4BHJE004--541NB","2102G10341",null,"208/230/3"]
[206,"RTU-B-3","RTU","Carrier","4BHJE004--541NB","2102G10340",null,"208/230/3"]
[null,"RTU-B-1","RTU","Carrier","48ES-A30006050G5","3810C04294",null," "]
[401,"RTU-7","RTU","Carrier","48TCSB04A2M5A0A2F0","2810G40513",2.5,"208/230-3",2010]
["402/403","RTU-8","RTU","Carrier","48ES-A3006050GS","2901C89674",2.5,"208/230-3",2012]
[404,"RTU-9","RTU","Carrier","48TCSB04A2M5A0A2F0","3010G30359",2.5,"208/230-3",2010]
[405,"RTU-10","RTU","Carrier","48TCSB04A2M5A0A2F0","2810G40514",2.5,"208/230-3",2010]
[406,"RTU-11","RTU","Carrier","48TCSB04A2M5A0A2F0","3010G30368",2.5,"208/230-3",2010]
[407,"RTU-12","RTU","Carrier","48TCSB04A2M5A0A2F0","3010G30365",2.5,"208/230-3",2010]
[501,"RTU-13","RTU","Carrier","48TCSB05A2M5A0A2F0","3510G30419",2.5,"208/230-3",2010]
[502,"RTU-14","RTU","Carrier","48TCSB05A2M5A0A2F0","3510G30418",3,"208/230-3",2010]
[503,"RTU-15","RTU","Carrier","48TCSB04A2M5A0A2F0","3510G30436",2.5,"208/230-3",2012]
[504,"RTU-16","RTU","Carrier","48TCSB04A2M5A0A2F0","3510G30442",2.5,"208/230-3",2010]
[505,"RTU-17","RTU","Carrier","48TCSB04A2M5A0A2F0","3510G30442",2.5,"208/230-3",2012]
[506,"RTU-18","RTU","Carrier","48TCSB04A2M5A0A2F0","3510G30434",2.5,"208/230-3",2012]
[302,"RTU-24","RTU","Carrier","48TCSB04A2M5A0A2F0","3010G30362",2.5,"208/230-3",2010]
[303,"RTU-23","RTU","Carrier","48TCSB04A2M5A0A2F0","3010G30367",2.5,"208/230-3",2010]
[304,"RTU-22","RTU","Carrier","48TCSB04A2M5A0A2F0","3010G30363",2.5,"208/230-3",2010]
[305,"RTU-21","RTU","Carrier","48TCSB04A2M5A0A2F0","3010G30366",2.5,"208/230-3",2010]
[306,"RTU-20","RTU","Carrier","48TCSB04A2M5A0A2F0","3010G30358",2.5,"208/230-3",2010]
[307,"RTU-19","RTU","Carrier","48TCSB04A2M5A0A2F0","3010G30371",2.5,"208/230-3",2010]
[601,"RTU-46","RTU","Carrier","48TCSB04A2M5A0A2F0","3510G30439",2.5,"208/230-3",2010]
[602,"RTU-42","RTU","Carrier","48ES-A3006050GS","3810C04296",2.5,"208/230-3",2010]
[603,"RTU-47","RTU","Carrier","48TCSB04A2M5A0A2F0","3510G30443",2.5,"208/230-3",2010]
[604,"RTU-43","RTU","Carrier","48TCSB04A2M5A0A2F0","3510G30440",2.5,"208/230-3",2010]
[605,"RTU-48","RTU","Carrier","48TCSB04A2M5A0A2F0","3510G30437",2.5,"208/230-3",2010]
[606,"RTU-44","RTU","Carrier","48TCSB04A2M5A0A2F0","3510G30445",2.5,"208/230-3",2010]
[607,"RTU-49","RTU","Carrier","48TCSB04A2M5A0A2F0","3510G30441",2.5,"208/230-3",2010]
[608,"RTU-45","RTU","Carrier","48TCSB04A2M5A0A2F0","3510G30444",2.5,"208/230-3",2010]
[702,"RTU-30","RTU","Carrier","48ES-A3006050GS","3810C04297",2.5,"208/230-3",2010]
[703,"RTU-31","RTU","Carrier","48ES-A3006050GS","3810C04298",2.5,"208/230-3",2010]
[705,"RTU-33","RTU","Carrier","48TCSB04A2M5A0A2F0","3510G30435",2.5,"208/230-3",2010]
[706,"RTU-32","RTU","Carrier","48ES-A2404030GS","3810C04168",2.5,"208/230-3",2010]
[807,"RTU-29","RTU","Carrier","48TCSB04A2M5A0A2F0","3510G30432",2.5,"208/230-3",2010]
[808,"RTU-27","RTU","Carrier","48TCSB04A2M5A0A2F0","3510G30447",2.5,"208/230-3",2010]
[809,"RTU-26","RTU","Carrier","48TCSB04A2M5A0A2F0","3510G30430",2.5,"208/230-3",2010]
[810,"RTU-25","RTU","Carrier","48TCSB04A2M5A0A2F0","3510G30431",2.5,"208/230-3",2010]
[811,"RTU-28","RTU","Carrier","48TCSB04A2M5A0A2F0","3510G30433",2.5,"208/230-3",2012]
[]
["Gym",38,null,"Carrier","YCD360BEMC1B5CC1-","C10G03396",18,"208/3",2010]
["Gym","RTU-38","RTU","Carrier","YCD360BEMC1B5CC1-","C10G03396",18,"208/3",2010]
[null,null," ",null,"A0C000HH00M0P00"]
["Gym","RTU-37","RTU","Carrier","YCD360BEMC1B5CC1-","C10G03395",18,"208/3",2010]
[{"$nulls":4},"A0C0000HH00M0P00"]
["Gym PE Wrkrm","RTU-41","RTU","Carrier","48TJE006-501FF","2299G21030",5,null,1999]
["Media Office","RTU-35","RTU","Carrier","48TCSE08A2M5A0A2F0","2910G51010",null,null,2013]
["Media Center","RTU-36","RTU","Carrier","48GS-024060301","2199G10972",null,"208/230-1"]
["MPR","DOAU-4","DOAU","TRANE","TCD151E30AAB","102610870D",null,"208/230-3",2010]
["MPR","DOAU-6","DOAU","TRANE","TCD241E30AAB","102710306D",null,"208/230-3"]
["MPR","DOAU-3","DOAU","TRANE","TCD151E30AAB","102610897D",null,"208/230-3"]
["MPR","DOAU-7","DOAU","TRANE","TCD241E30AAB","102710271D"]
[]
["MPR",null,"DOAU-9","TRANE","THC120E3RNA07D0C-","102611192L",null,"208/230-3",2010]
[{"$nulls":4},"100000100E"]
["MPR",null,"DOAU-8","TRANE","THC092E3R0A07D0C-","103210304L",null,"208/230-3",2010]
[{"$nulls":4},"100000100E"]
[]
["MPR","DOAU-8","DOAU","TRANE","THC092E3R0A07D0C-100000100E","103210304L",null,"208/230-3",2010]
["MPR","DOAU-9","DOAU","TRANE","THC120E3RNA07D0C-100000100E","102611192L",null,"208/230-3",2010]
["AREA"," UNIT#","TYPE","MANUF.","MODEL","SERIAL NO.","TONS","VOLTAGE","YEAR"]
[null,"EF-A",null,"Cook","70ACEH  70C15DH","410SD52136-00 / 0004500",null,115,2010]
[null,"EF-6",null,"Cook","100AEH  100C10DH","124SD23214-00 / 0010301",null,115,2010]
[null,"EF-3",null,"Cook","120C10D","12456546620000051030701",null,115]
[null,"EF-14",null,"Cook","120C10D","12456624680000079081001",null,115]
[null,"EF-B",null,"Cook","70C15DH","12456610920000016090901",null,115]
[null,"EF-2",null,"Cook","135ACC135C10D","124SD23214-00 / 0006701",null,115]
[null,"EF-15",null,"Cook","70ACEH  70C10DH","124SD23214-00 / 0011703",null,115,2010]
[null,"EF-14 A",null,"Cook","90ACEH  90015DH","124SD23214-00 / 0003101",null,115]
[null,"EF-16",null,"Cook","90ACEH  90C15DH","124SD23214-00 / 0004301",null,115]
[null,"EF-1",null,"Cook","100ACEH  100C15DH","124SD23214-00 / 0000701",null,115,2010]
[null,"EF-5",null,"Cook","90ACEH  90C15DH","124SD23214-00 / 0009101",null,115]
[null,"EF-7",null,"Cook","70ACEH  70C10DH","124SD23214-00 / 0011701",null,115]
[null,"EF-17",null,"Cook","90ACEH  90C15DH","124SD23214-00 / 0005501",null,115]
[null,"EF-4",null,"Cook","100ACEH  100C10DH","124SD23214-00 / 0007902",null,115]
[null,"EF-13",null,"Cook","70ACEH  70C10DH","124SD23214-00 / 0001901",null,115]
[null,"EF-8",null,"Cook","70ACEH  70C10DH","124SD23214-00 / 0011702",null,115]
[null,"EF-9",null,"Cook","100ACEH  100C10DH","124SD23214-00 / 0010302",null,115]
[null,"EF-12",null,"Cook","100ACEH  100C10DH","124SD23214-00 / 0010305",null,115]
[null,"EF-11",null,"Cook","100ACEH  100C10DH","124SD23214-00 / 0010304",null,115]
[null,"DOAU-1",null,"Trane","TCD151E30AAB","102610932D",null,"208/3",2010]
[null,"DOAU-2","DOAU","Trane","TCD151E30AAB","102610861D",null,"208/230/3"]
[null,"DOAU-5","DOAU","Trane","TCD181E30ABA","102710318D",null,"208/230/3"]
[null," ",null," ","SFHLF25EPB37C5FD90-"," ",null," "]
[null,"RTU-40","RTU","Trane","11A0WE0G00000RT0M-","C10G03382",null,"200/208/3"]
[{"$nulls":4},8000]
[null,"RTU-50","RTU"]
[null,"RTU-52","RTU","Trane","YCD360BEMC1B1AF2A-","C10F03191",null,"208/3",2010]
[{"$nulls":4},"0C0000HH00M0000"]
[null,"ACCU-1",null,null,"No Data","No Data"]
[507,"ACCU-2",null,"Trane","4TWB3018A1000BA","102546JC4F",null,"200/230/1",2010]
[null,"ACCU-3",null,"Trane","4TWB30181000BA","102224C34F",null,"200/230/1",2010]

{"sheet":"SHHS","index":24,"n_rows":377,"n_cols":7,"rows_kept":377,"merged":[[0,0,0,6],[2,0,2,6]],"flags":["formulas_cached_only"]}
["SCHOOL DISTRICT FIVE OF LEXINGTON AND RICHLAND COUNTIES"]
[]
["SPRING HILL HIGH"]
[]
[]
["LOCATION","TYPE","MANUFACTURER","MODEL #","SERIAL #","VOLTAGE","YEAR"]
[]
["RECEPTION A101","WSHP-1","FHP","ES018-2VTC","01-T111M53285","265/1",2013]
["ATTENDANCE A102","WHSP-2","FHP","FC007-0VTC","01-T111M53233","115/1",2013]
["WORKROOM A105","WHSP-3","FHP","ES030-4VTC","01-T111M53279","460/3",2013]
["CONFERENCE A111","WSHP-4","FHP","ES018-2VTC","03-T111M53285","265/1",2013]
["PRINCIPAL A113","WSHP-5","FHP","EC015-2VTC","02-T111M53231","265/1",2013]
["OFFICE A115","WSHP-6","FHP","ES018-2VTC","02-T111M53285","265/1",2013]
["CLINIC A129","WSHP-7","FHP","ES024-4VTC","01-T111M53274","460/3",2013]
["OFFICE A119","WSHP-8","FHP","ES024-4VTC","02-T111M53274","460/3",2013]
["GUIDANCE A124","WSHP-9","FHP","ES018-2VTC","01-T111M53277","265/1",2013]
["CLASSROOM A136","WSHP-10","FHP","ES024-4VTC","01-T111M53333","460/3",2013]
["LOBBY A100A","WSHP-11","FHP","EC120-4VTC","01-T111M53238","460/3",2013]
["SCIENCE A144","WSHP-12","FHP","ES024-4VTC","03-T111M53255","460/3",2013]
["SCIENCE LAB A145","WSHP-13","FHP","ES030-4VTC","01-T111M53253","460/3",2013]
["SCIENCE A150","WSHP-14","FHP","FS024-4VTC","03-T111M53333","460/3",2013]
["CORRIDOR A&B100","WSHP-15","FHP","FS024-4VTC","05-T111M53255","460/3",2013]
["SCIENCE A151","WSHP-16","FHP","FS024-4VTC","04-T111M53255","460/3",2013]
["SCIENCE LAB B112","WSHP-17","FHP","ES030-4VTC","02-T111M53260","460/3",2013]
["SCIENCE B111","WSHP-18","FHP","ESO24-4VTC","02-T111M53333","460/3",2013]
["LOBBY B100","WSHP-19","FHP","ES042-4VTC","02-T111M53280","460/3",2013]
["VIDEO PROD B113","WSHP-20","FHP","EC015-2VTC","01-T111M53231","265/1",2013]
["CMPTR LAB B114","WSHP-21","FHP","EP070-4VTC","01-T111M53262","460/3",2013]
["MEDIA CENTER B125","WSHP-22","FHP","EC240-4VTC","01-T111M53276","460/3",2013]
["CONF. ROOM B124","WSHP-23","FHP","ESO24-4VTC","01-T111M53287","460/3",2013]
["ADMIN STE. B103","WSHP-24","FHP","ES018-2VTC","01-T111M53243","265/1",2013]
["CLASSROOM C101","WSHP-25","FHP","ES024-4VTC","05-T111M53333","460/3",2013]
["WORKROOM C105","WSHP-26","FHP","ES018-2VTC","02-T111M53243","265/1",2013]
["CLASSROOM C119","WSHP-27","FHP","ES024-4VTC","07-T111M53255","460/3",2013]
["CLASSROOM C109","WSHP-28","FHP","ES024-4VTC","06-T111M53255","460/3",2013]
["CLASSROOM C117","WSHP-29","FHP","ES024-4VTC","06-T111M53333","460/3",2013]
["CLASSROOM C116","WSHP-30","FHP","ES024-4VTC","04-T111M53333","460/3",2013]
["CLASSROOM C114","WSHP-31","FHP","ES024-4VTC","08-T111M53255","460/3",2013]
["CLASSROOM C111","WSHP-32","FHP","ES024-4VTC","09-T111M53255","460/3",2013]
[null,"WSHP-33","FHP","ES030-4VTC","03-T111M53260","460/3"]
["CLASSROOM D101","WSHP-34","FHP","ES024-4VTC","10-T111M53255","460/3",2013]
["CLASSROOM D103","WSHP-35","FHP","ES024-4VTC","07-T111M53333","460/3",2013]
["CLASSROOM D122","WSHP-36","FHP","ES024-4VTC","01-T111M53261","460/3",2013]
["CLASSROOM D120","WSHP-37","FHP","ES024-4VTC","11-T111M53255","460/3",2013]
["WORKROOM D106","WSHP-38","FHP","ES018-2VTC","01-T111M53245","265/1",2013]
[null,"WSHP-39","FHP","ES024-4VTC","12-T111M53255","460/3"]
["CLASSROOM D118","WSHP-40","FHP","ES024-4VTC","09-T111M53333","460/3",2013]
["CLASSROOM D117","WSHP-41","FHP","ES024-4VTC","14-T111M53255","460/3",2013]
["CLASSROOM E125","WSHP-46","FHP","ES024-4VTC","12-T111M53333","460/3",2013]
["CLASSROOM E123","WSHP-47","FHP","ES024-4VTC","17-T111M53255","460/3",2013]
["CLASSROOM E103","WSHP-48","FHP","ES024-4VTC","21-T111M53255","460/3",2013]
["SPEC. INSTR. E104","WSHP-49","FHP","ES024-4VTC","11-T111M53333","460/3",2013]
["WORKROOM E119","WSHP-50","FHP","ES018-2VTC","02-T111M53245","265/1",2013]
["CLASSROOM E116","WSHP-51","FHP","ES024-4VTC","13-T111M53333","460/3",2013]
["CLASSROOM E114","WSHP-52","FHP","ES024-4VTC","24-T111M53255","460/3",2013]
["CLASSROOM E109","WSHP-53","FHP","ES024-4VTC","19-T111M53255","460/3",2013]
["CLASSROOM E111","WSHP-54","FHP","ES030-4VTC","04-T111M53260","460/3",2013]
["CLASSROOM E113","WSHP-55","FHP","ES024-4VTC","13-T111M53255","460/3",2013]
["SCIENCE A202","WSHP-56","FHP","ES024-4VTC","18-T111M53255","460/3",2013]
["SCIENCE LAB A204","WSHP-57","FHP","ES030-4VTC","05-T111M53260","460/3",2013]
["SCIENCE A205","WSHP-58","FHP","ES024-4VTC","08-T111M53333","460/3",2013]
["FAC. LOUNGE A206","WSHP-59","FHP","ES030-4VTC","06-T111M53260","460/3",2013]
["SCIENCE LAB B210","WSHP-60","FHP","ES030-4VTC","07-T111M53260","460/3",2013]
["CLASSROOM A217","WSHP-61","FHP","ES024-4VTC","02-T111M53255","460/3",2013]
["CLASSROOM A218","WSHP-62","FHP","ES024-4VTC","18-T111M53333","460/3",2013]
["SCIENCE LAB A223","WSHP-63","FHP","ES030-4VTC","02-T111M53253","460/3",2013]
["CLASSROOM A224","WSHP-64","FHP","ES024-4VTC","26-T111M53255","460/3",2013]
["CLASSROOM A231","WSHP-65","FHP","ES024-4VTC","10-T111M53333","460/3",2013]
["CLASSROOM B202","WSHP-66","FHP","ES024-4VTC","29-T111M53255","460/3",2013]
["CLASSROOM B209","WSHP-67","FHP","ES024-4VTC","17-T111M53333","460/3",2013]
["CLASSROOM B211","WSHP-68","FHP","ESO24-4VTC","32-T111M53255","460/3",2013]
["SCIENCE LAB B214","WSHP-69","FHP","ES030-4VTC","08-T111M53260","460/3",2013]
["CLASSROOM B217","WSHP-70","FHP","ES024-4VTC","30-T111M53255","460/3",2013]
["CLASSROOM C201","WSHP-71","FHP","ES024-4VTC","19-T111M53333","460/3",2013]
["CLASSROOM C205","WSHP-72","FHP","ES024-4VTC","20-T111M53333","460/3",2013]
["CLASSROOM C219","WSHP-73","FHP","ES024-4VTC","20-T111M53255","460/3",2013]
["CLASSROOM C209","WSHP-74","FHP","ES024-4VTC","33-T111M53255","460/3",2013]
["CLASSROOM C214","WSHP-76","FHP","ES030-4VTC","04-T111M53253","460/3",2013]
["CLASSROOM C211","WSHP-77","FHP","ES024-4VTC","23-T111M53255","460/3",2013]
["CLASSROOM D201","WSHP-79","FHP","ES024-4VTC","22-T111M53255","460/3",2013]
["CLASSROOM D203","WSHP-80","FHP","ES024-4VTC","22-T111M53333","460/3",2013]
["CLASSROOM D222","WSHP-81","FHP","ES042-4VTC","03-T111M53261","460/3",2013]
["CLASSROOM D220","WSHP-82","FHP","ES024-4VTC","34-T111M53255","460/3",2013]
["WORKROOM D206","WSHP-83","FHP","ES018-2VTC","03-T111M53245","265/1",2013]
["CLASSROOM D218","WSHP-84","FHP","ES024-4VTC","23-T111M53333","460/3",2013]
["CLASSROOM D217","WSHP-85","FHP","ES024-4VTC","31-T111M53255","460/3",2013]
["CLASSROOM D210","WSHP-86","FHP","ES024-4VTC","25-T111M53255","460/3",2013]
["CLASSROOM D212","WSHP-87","FHP","ES024-4VTC","21-T111M53333","460/3",2013]
["CLASSROOM D214","WSHP-88","FHP","ES030-4VTC","10-T111M53260","460/3",2013]
["CLASSROOM D215","WSHP-89","FHP","ES030-4VTC","03-T111M53253","460/3",2013]
["CLASSROOM E201","WSHP-90","FHP","ES024-4VTC","28-T111M53255","460/3",2013]
["CLASSROOM E223","WSHP-91","FHP","ES024-4VTC","14-T111M53333","460/3",2013]
["CLASSROOM E221","WSHP-92","FHP","ES024-4VTC","37-T111M53255","460/3",2013]
["SPECIAL INSTR. E203","WSHP-93","FHP","ES015-2VTC","01-T111M53259","265/1",2013]
["WORKROOM E217","WSHP-94","FHP","ES018-2VTC","04-T111M53245","265/1",2013]
["CLASSROOM E204","WSHP-95","FHP","ES024-4VTC","27-T111M53255","460/3",2013]
["CLASSROOM E206","WSHP-96","FHP","ES024-4VTC","15-T111M53333","460/3",2013]
["CLASSROOM E214","WSHP-97","FHP","ES024-4VTC","16-T111M53333","460/3",2013]
["CLASSROOM E212","WSHP-98","FHP","ES024-4VTC","36-T111M53255","460/3",2013]
["CLASSROOM E207","WSHP-99","FHP","ES024-4VTC","35-T111M53255","460/3",2013]
["CLASSROOM E209","WSHP-100","FHP","ES030-4VTC","11-T111M53260","460/3",2013]
["CLASSROOM E211","WSHP-101","FHP","ES030-4VTC","05-T111M53253","460/3",2013]
["CORRIDOR A200","WSHP-102","FHP","ES042-4VTC","01-T111M53266","460/3",2013]
["CORRIDOR F100A","WSHP-103","FHP","ES048-4VTC","0001-T111M53252","460/3",2013]
["BAND F108","WSHP-104","FHP","EC210-4VTC","0001-T111M53282","460/3",2013]
["ENSEMBLE F117","WSHP-105","FHP","ES042-4VTC","0001-T111M53284","460/3",2013]
["ART CLASS F119","WSHP-106","FHP","EC072-4VTC","0001-T111M53291","460/3",2013]
["ART F122","WSHP-107","FHP","EC072-4VTC","0001-T111M53309","460/3",2013]
["WORKROOM G101","WSHP-108","FHP","EC018-2VTC","0002-T11M53273","265/1",2013]
["OFFICE G112","WSHP-109","FHP","CA012-2RRC","0002-T11M53447",null,2013]
["MEETING G114","WSHP-110","FHP","EC018-2VTC","0002-T11M53273","265/1",2013]
["OFFICE G115","WSHP-111","FHP","CA009-2RRC","0001-T111M53445",null,2013]
["OFFICE G124","WSHP-112","FHP","CA009-2RRC","0001-T111M53446",null,2013]
["OFFICE G125","WSHP-113","FHP","CA012-2RLC","0001-T111M53448",null,2013]
["OFFICE H102","WSHP-114","FHP","ES070-4VTC","0002-T111M53292","460/3",2013]
["CLASSROOM H103","WSHP-115","FHP","EC042-4VTC","0001-T111M53290","460/3",2013]
["CORRIDOR H100","WSHP-116","FHP","ES060-4VTC","0001-T111M53254","460/3",2013]
["OFFICE H128","WSHP-117","FHP","ES018-2VTC","0001-T111M53285","265/1",2013]
["CLASSROOM H132","WSHP-118","FHP","ES042-4VTC","0001-T111M53280","460/3",2013]
["CLASSROOM H133","WSHP-119","FHP","ES042-4VTC","0002-T111M53284","460/3",2013]
["CLASSROOM H134","WSHP-120","FHP","ES042-4VTC","0003-T111M53284","460/3",2013]
["CUST. BREAK H136","WSHP-121","FHP","ES070-4VTC","0001-T111M53292","460/3",2013]
["CORRIDOR J100","WSHP-122","FHP","EC120-4VTC","001-T111M53271","460/3",2013]
["CORRIDOR J100A","WSHP-123","FHP","EC120-4VTC","002-T111M53271","460/3",2013]
[]
[]
["DRAMA F101","RTHP-1","VALENT","VPRE-110-5H-WSHP-C-1CX",12998458,"460/3",2012]
["STRINGS F106","RTHP-2","VALENT","VPRE-210-10H-WSHP-C-1CX",12998459,"460/3",2012]
["DANCE F128","RTHP-3","VALENT","VPRE-110-5H-WSHP-C-1CX",12998460,"460/3",2012]
["CHORAL F124","RTHP-4","VALENT","VPRE-110-8H-WSHP-C-1CX",12998461,"460/3",2012]
["LOBBY G100","RTHP-5","VALENT","VPR-110-10H-WSHP-C-1CX",12998462,"460/3",2012]
["SERVING H153","RTHP-6","VALENT","VPR-210-13N-WSHP-C-1CX",12998464,"460/3",2012]
["WEIGHT ROOM H125","RTHP-7","VALENT","VPR-210-18N-WSHP-C-1CX",12998465,"460/3",2012]
["CHEER/WRESTLE H120","RTHP-8","VALENT","VPR-210-18N-WSHP-C-1CX",12998466,"460/3",2012]
[]
[]
["OFFICE A141","DSS-1 CU","DAIKIN","2MXS18GVJU","E005728","208/230/1",2012]
["OFFICE A227","DSS-1B","DAIKIN","CTXS09HVJU","E020507","208/230/1",2012]
["OFFICE B108","DSS-2A","DAIKIN","2MXS18GVJU","E005725","208/230/1",2012]
["OFFICE B206","DSS-2B","DAIKIN","CTXS09HVJU","E020503","208/230/1",2012]
["ITV ROOM B117","DSS-3","DAIKIN","RTXN24KVJU","E005122 - cannot read","208/230/1",2012]
["TELECOM B118","DSS-4","DAIKIN","RXMQ48PVJU","E002806","208/230/1",2012]
["STORAGE B123","DSS-5","DAIKIN","RTXS36LVJU","E001130","208/230/1",2012]
["CHARGING C106","DSS-6","DAIKIN","RXS36LVJU","E001118","208/230/1",2012]
["TELE C108","DSS-7","DAIKIN","RXN24KEVJU","E004902 - cannot read","208/230/1",2012]
["CHARGING D107","DSS-8","DAIKIN","RXS36LVJU","E001018","208/230/1",2012]
["TELE D109","DSS-9","DAIKIN","RXN24KEVJU","E005813 - cannot read","208/230/1",2012]
["CHARGING E120","DSS-10","DAIKIN","RXS36LVJU","E001089","208/230/1",2012]
["TELE E122","DSS-11","DAIKIN","RXN24KEVJU","0004013","208/230/1",2012]
["CHARGING C208","DSS-12","DAIKIN","RXS36LVJU","E001119","208/230/1",2012]
["TELE C206","DSS-13","DAIKIN","RW24KEVJU","E005121 - cannot read","208/230/1",2012]
["CHARGING D209","DSS-14","DAIKIN","RXS36LVJU","E001058","208/230/1",2012]
["TELE D207","DSS-15","DAIKIN","RXN24KEVJU","E005822 - cannot read","208/230/1",2012]
["CHARGING E218","DSS-16","DAIKIN","RXS36LVJU","E001087","208/230/1",2012]
["TELE E220","DSS-17","DAIKIN","RXN24KEVJU","E005812 - cannot read","208/230/1",2012]
["TELE F130","DSS-18","DAIKIN","RXN24KEVJU","E005813","208/230/1",2012]
[null,"DSS-19","DAIKIN","RXN09KEVJU","C000875","208/230/1",2012]
["TELE G120","DSS-20","DAIKIN","RXN24KEVJU","E005585","208/230/1",2012]
[{"$nulls":6}," "]
["SUPPLY","RERV-1","ANNEXAIR","ERP-E-05-EW-D-HR-WM30","1954-01-1012","460/3",2012]
["C113, C114, C111,"]
["C116, C100, C109,"]
["C117, C119, C101,"]
["C105, B102, B100,"]
["B103, B101, B100,"]
["B109, B111"]
["EXHAUST"]
["C104, B106, B106,"]
["B105, B107, B107"]
[]
["SUPPLY","RERV-2","ANNEXAIR","ERP-E-07-EW-D-HR-WM38","1954-02-1012","460/3",2012]
["D114, D115, D112,"]
["D117, D110, D100,"]
["D118, D106, D120,"]
[" D103, D122, D101, "]
["A151, A150, A100,"]
["A148, A145, A153,"]
["B112"]
["EXHAUST"]
["D104, A147, A147,"]
["A147, A154, A154, "]
["A154, A155"]
[]
["SUPPLY","RERV-3","ANNEXAIR","ERP-E-05-EW-D-HR-WM38","1954-03-1012",null,2012]
["E111, E113, E109, "]
["E114, E104, E116,"]
["E100, E119, E103,"]
["E123, E101, E125,"]
["E100, E136, A142,"]
["A144"]
["EXHAUST"]
["E118, E106, E107,"]
["E108, A139, A139,"]
["A138, A140, A140"]
[]
["SUPPLY","RERV-4","ANNEXAIR","ERP-E-07-EW-D-HR-WM38","1954-04-1112","460/3",2012]
["C211, C214, C213,"]
["C200, C209, C217,"]
["C216, C219, C201,"]
["C205, B202, B200,"]
["B217, B218, B207,"]
["B214, B209, B215"]
["EXHAUST"]
["C204, B204, B204,"]
["B203, B205, B205"]
[]
["SUPPLY","RERV-5","ANNEXAIR","ERP-E-07-EW-D-HR-WM46","1954-05-1112","460/3",2012]
["D206, D200, D218,"]
["D210, D217, D215,"]
["D212, D214, D220,"]
["D203, D222, D201,"]
["A217, A218, A200, "]
["A206, A219, A205,"]
["A223, A208, A215,"]
["B210, B211, B213"]
["EXHUAST"]
["D204, A221, A221,"]
["A221, A213, A214,"]
["A214, A214"]
[]
["SUPPLY","RERV-6","ANNEXAIR","ERP-E-07-EW-D-HR-WM38","1954-06-1112","460/3",2012]
["E200, E214, E206,"]
["E212, E207, E211,"]
["E209, E217, E204,"]
["E203, E221, E201,"]
["E223, A200, A231,"]
["A226, A201, A202,"]
["A224, A204"]
["EXHAUST"]
["E216, A230, A230,"]
["A229, A228, A228"]
[]
["SUPPLY","RERV-7","ANNEXAIR","ERP-E-07-EW03-D-HR-WM30","1954-07-1012","460/3",2012]
["206, 140^6, 204, ","RERV-8","ANNEXAIR","ERP-E-07-EW3-D-HR-WM30","1954-08-1012","460/3",2012]
["202, 139^7, 136,"]
["129, 146, 145,"]
["143, 142"]
[]
["SUPPLY AND EXHAUST","RERV-9","ANNEXAIR","ERP-E-09-EW07-D-HR-WM46","1954-09-1012","460/3",2012]
["MAIN GYMNASIUM","RERV-10","ANNEXAIR","ERP-E-09-EWO7-D-HR-WM46","1954-10-1012","460/3",2012]
["G132"]
[]
["SUPPLY","RERV-11","ANNEXAIR","ERP-E-03-EW-D-HR-WM116","1954-11-1112","460/3",2012]
["G116, G117, G107, "]
["G106, G109, G108,"]
["G113, G111, G112,"]
["G101, G113, G114,"]
["G115, G100C"]
["EXHAUST"]
["G117, G118, G108,"]
["G110, G106"]
[]
["SUPPLY","RERV-12","ANNEXAIR","ERP-E-03-EW-D-HR-WM16","1954-12-1112","460/3",2012]
["G100C, G125,"]
["G123, G124, G126,"]
["G127, G128, G129,"]
["G130, G121, G122"]
["EXHAUST"]
["G124, G123, G128,"]
["G126, G129"]
[]
["SUPPLY AND EXHAUST","RERV-13","ANNEXAIR","ERP-E-03-EW-D-HR-WM22","1954-13-1112","460/3",2012]
["AUXILIARY GYM","RERV-14","ANNEXAIR","ERP-E-03-EW-DHR-WM22","1954-14-1112","460/3",2012]
["H116"]
[]
["SUPPLY","RERV-15","ANNEXAIR","ERP-E-03-EW-D-HR-WM12","1954-15-1212","460/3",2012]
["H108, H109, H107,"]
["H106, H110, H111,"]
["H112, H113, H115,"]
["H114"]
["EXHAUST"]
["H106, H107, H112,"]
["H113"]
[]
["SUPPLY AND EXAUST","RERV-16","ANNEXAIR","ERP-E-05-EW04-D-HR-WM30","1954-16-1212","460/3",2012]
["DINING AND STORAGE","RERV-17","ANNEXAIR","ERP-E-05-EW04-D-HR-WM30","1954-17-1212","460/3",2012]
["J102"]
["J101"]
["J105"]
[]
["WOMEN A107","EF-1","GREENHECK","SP-B110",13039255,null,2013]
["MEN'S TOILET A108","EF-2","GREENHECK","SP-B110",13039256,null,2013]
["TOILET A101A","EF-3","GREENHECK","SP-B110",13039257,null,2013]
["TOILET A112","EF-4","GREENHECK","SP-B110",13039258,null,2013]
["ELECTRICAL A127","EF-5","GREENHECK","BSQ100-4-X",13036719,null,2013]
["ELEV. EQUIP A125","EF-6","GREENHECK","BSC-130-4",13035710,null,2013]
["SCIENCE LAB A145","EF-7","GREENHECK","CUBE1615X","-",null,2013]
["SCIENCE LAB B112","EF-8","GREENHECK","CUBE1615X","-",null,2013]
["ELECTRICAL C107","EF-9","GREENHECK","BSQ100-4-X",13038720,null,2013]
["ELECTRICAL D108","EF-10","GREENHECK","BSQ100-4-X",13038721,null,2013]
["ELECTRICAL E121","EF-11","GREENHECK","BSQ100-4-X",13038722,null,2013]
["TOILET A130","EF-12","GREENHECK","SP-B110",13039259,null,2013]
["TOILET A131","EF-13","GREENHECK","SP-B110",13039260,null,2013]
["TOILET B122","EF-14","GREENHECK","SP-B110",13039260,null,2013]
["SCIENCE LAB A204","EF-15","GREENHECK","CUBE 101-4-X","13039012-1210",null,2013]
["SCIENCE LAB A204","EF-16","GREENHECK","CUBE 101-4-X","13039013-1210",null,2013]
["SCIENCE LAB A204","EF-17","GREENHECK","CUBE 101-4-X","13039014-1210",null,2013]
["SCIENCE LAB A204","EF-18","GREENHECK","CUBE 101-4-X","13039015-1210",null,2013]
["SCIENCE LAB A204","EF-19","GREENHECK","CUBE 161-5-X","13036757-1210",null,2013]
["ELECTRICAL A212","EF-20","GREENHECK","BSQ100-4-X",13036722,null,2013]
["SCIENCE LAB A223","EF-21","GREENHECK","CUBE 161-5-X","13036758-1210",null,2013]
["SCIENCE LAB B210","EF-22","GREENHECK","CUBE 161-5-X","13036759-1210",null,2013]
["SCIENCE LAB B214","EF-23","GREENHECK","CUBE 101-4-X","13039016-1210",null,2013]
["SCIENCE LAB B214","EF-24","GREENHECK","CUBE 101-4-X","13039017-1210",null,2013]
["SCIENCE LAB B214","EF-25","GREENHECK","CUBE 101-4-X","13039018-1210",null,2013]
["SCIENCE LAB B214","EF-26","GREENHECK","CUBE 101-4-X","13039019-1210",null,2013]
["SCIENCE LAB B214","EF-27","GREENHECK","CUBE 161-5-X","13036760-1210",null,2013]
["CHEM. STOR. B218","EF-28","GREENHECK","CUE080DX","13039022-1210",null,2013]
["SCIENCE PREP B215","EF-29","GREENHECK","CUBE 1014X","13039020-1210",null,2013]
["ELECTRICAL C207","EF-30","GREENHECK","BSQ100-4-X",13036724,null,2013]
["SCIENCE LAB C216","EF-31","GREENHECK","CUBE 101-4-X","13039021-1210",null,2013]
["SCIENCE LAB C216","EF-32","GREENHECK","CUBE 161-5-X","13036761-1210",null,2013]
["ELECTRICAL D208","EF-33","GREENHECK","BSQ-100-4-X",13036725,null,2013]
["ELECTRICAL E219","EF-34","GREENHECK","BSQ-100-4-X",13036726,null,2013]
["ELECTRICAL F120","EF-35","GREENHECK","BSQ-100-4-X",13036727,null,2013]
["JANITOR","EF-36","GREENHECK","G-065-D-X","13039023-1210",null,2013]
["TOILET F131","EF-37","GREENHECK","G-065-D-X","13039026-1210",null,2013]
["TOILETS F132, F134","EF-38","GREENHECK","GB-091-4-X","13039028-1210",null,2013]
["JANITOR G136","EF-39","GREENHECK","G-065-D-X","13039024-1210",null,2013]
["WOMEN'S TOILET G133","EF-40","GREENHECK","GB-091-4-X","13039029-1210",null,2013]
["TOILET G103","EF-41","GREENHECK","G-065-D-X","13039027-1210",null,2013]
["JANITOR G118","EF-42","GREENHECK","G-065-D-X","13039025-1210",null,2013]
["ELECTRICALH138","EF-43","GREENHECK","SPE-2H20-5-X","13095781-1301",null,2013]
["EMER. ELEC. H139","EF-44","GREENHECK","GB-131-3-X","13039030-1210",null,2013]
["SPRINKLER H140","EF-45","GREENHECK","GB-101-4-X","13039031-1210",null,2013]
["JAN W/D H148","EF-46","GREENHECK","SP-B110",13039262,null,2013]
["TOILET H150","EF-47","GREENHECK","SP-B110",13039263,null,2013]
["KILN F121","EF-48","GREENHECK","BSQ-100-4-X",13036728,null,2013]
["DISH WASH H149","EF-49","GREENHECK","CUBE-101-4-X","13039032-1210",null,2013]
["ELECTRICAL G119","EF-50","GREENHECK","BSQ-100-4-X",13036729,null,2013]
["MEN'S TOILET G135","EF-51","GREENHECK","GB-091-4-X","13039033-1210",null,2013]
["KITCHEN EXHAUST","KEF-1","GREENHECK","CUBE-240-30-G","13039034-1210",null,2013]
[null,"KSF-1","GREENHECK","DGX-112-H22-DB",13095993,"460/3"]
[null,"MAU-1","GREENHECK","DGX11222DB",13095993,null,2013]
[]
["MER H131","P-1","B&G","VSX-VSC-14.625","C163199-01.C31",null,2013]
["MER H131","P-2","B&G","VSX-VSC-14.625","C163199-02.C31",null,2013]
["MER H131","P-3","B&G","VSX-VSC-14.625","C163199-03.C31",null,2013]
["UH-BOILER","UH-Boiler Room","Trane","UHFC-031CACA",null,"277/1"]
[]
["COOLING TOWER"]
["PUMP MOTOR 1","PM-1","WEG","SP-00718EP3E213JM",1014666380,"208/230/3",2010]
["HEATER 1","H-1","EVAPCO","EMT-315E4XX","17-149P","480/3",2014]
["PUMP MOTOR 3","PM-3","WEG","SP-00718EP3E213JM",1014572325,"208/230/3",2010]
["HEATER 3","H-3","EVAPCO","EMT-315E4XX","17-149P","480/3",2014]
["PUMP MOTOR 2","PM-2","WEG","SP-00718EP3E213JM",1014666381,"208/230/3",2010]
["HEATER 2","H-2","EVAPCO","EMT-315E4XX","17-149P","480/3",2014]
["PUMP MOTOR 4","PM-4","WEG","SP-00718EP3E213JM",100865902,"208/230/3",2010]
["HEATER 4","H-4","EVAPCO","EMT-315E4XX","17-149P","480/3",2014]
[]
["BOILER SECTION"]
["LOOP FILTER PUMP","LF-1","WEG","005366T3E184JM-W22",1015894455,null,2013]
["LOOP FILTER PANEL","LFP-1","PEP","F-BGFS-0400-CS-150-ASY",50463,null,2013]
[]
["BOILER #1"]
["PUMP MOTOR","BPM-1","WEG","TE01C0400000301334","1626-032","460/3",2013]
["BOILER  ","B-1","MACH","C-2000H","H842-12-8842","120/1",2013]
["BOILER#2"]
["PUMP MOTOR","BPM-2","AMT","F016","U-04-7558547-0013 M0034","460/3",2013]
["BOILER","B-2","MACH","C-2000H","H842-12-8850","120/1",2013]
["BOILER#3"]
["PUMP MOTOR","BPM-3","AMT","F016","U-04-7558547-0013 M0034","460/3",2013]
["BOILER","B-3","MACH","C-2000H","H830-12-8587","120/1",2013]
[]
["INDOOR LOOP PUMPS"]
["PUMP MOTOR 1","IPM-1",null,"100180T30404T",11047054,null,2013]
["PUMP MOTOR 2","IPM-2",null,"100180T30404T",11047054,null,2013]
["PUMP MOTOR 3","IPM-3",null,"100180T30404T",11047054,null,2013]
[]
[null,"DSS-3 Inside","DAIKIN","FTXN24KBJU","E005122","208/230/1",2012]
[]
[null,"WSHP-42","FHP","ES024-4VTC","15-T111M53255","460/3"]
[null,"WSHP-43","FHP","ES030-4VTC","01-T111M53260","460/3"]
[null,"WSHP-44","FHP","ES024-4VTC","16-T111M53255","460/3"]
[null,"WSHP-45","FHP","ES024-4VTC","01-T111M53255","460/3"]
[null,"WSHP-78","FHP","ES030-4VTC","09-T111M53260","460/3"]
[null,"WSHP-75","FHP","ES042-4VTC","02-T111M53261","460/3"]